## btap_data
Unnamed: 0 | :airloop_economizer_type | :boiler_eff | :dcv_type | :ecm_system_name | :erv_package | :ext_roof_cond | :ext_wall_cond | :fdwr_set | :fixed_wind_solar_trans | :fixed_window_cond | :furnace_eff | :nv_type | :pv_ground_type | :rotation_degrees | :shw_eff | :srr_set | :scenario | :adv_dx_units | :baseline_system_zones_map_option | :building_type | :chiller_type | :daylighting_type | :door_construction_cond | :electrical_loads_scale | :epw_file | :ext_floor_cond | :glass_door_cond | :glass_door_solar_trans | :ground_floor_cond | :ground_roof_cond | :ground_wall_cond | :infiltration_scale | :lights_scale | :lights_type | :npv_discount_rate | :npv_end_year | :npv_start_year | :nv_delta_temp_in_out | :nv_opening_fraction | :nv_temp_out_min | :oa_scale | :occupancy_loads_scale | :overhead_door_cond | :primary_heating_fuel | :pv_ground_azimuth_angle | :pv_ground_module_description | :pv_ground_tilt_angle | :pv_ground_total_area_pv_panels_m2 | :scale_x | :scale_y | :scale_z | :shw_scale | :skylight_cond | :skylight_solar_trans | :template | :datapoint_id | :analysis_id | :analysis_name | :compute_environment | :algorithm_type | :run_annual_simulation | :job_id | :s3_bucket | run_options | datapoint_output_url | cloud_job_id | cloud_job_name | status | simulation_time | airloops_total_outdoor_air_mechanical_ventilation_ach_1_per_hr | airloops_total_outdoor_air_mechanical_ventilation_flow_per_conditioned_floor_area_m3_per_s_m2 | airloops_total_outdoor_air_mechanical_ventilation_flow_per_exterior_area_m3_per_s_m2 | airloops_total_outdoor_air_mechanical_ventilation_m3 | airloops_total_outdoor_air_natural_ventilation_ach_1_per_hr | airloops_total_outdoor_air_natural_ventilation_flow_per_conditioned_floor_area_m3_per_s_m2 | airloops_total_outdoor_air_natural_ventilation_flow_per_exterior_area_m3_per_s_m2 | airloops_total_outdoor_air_natural_ventilation_m3 | bc_step_code_meui_kwh_per_m_sq | bc_step_code_tedi_kwh_per_m_sq | bldg_conditioned_floor_area_m_sq | bldg_exterior_area_m_sq | bldg_fdwr | bldg_name | bldg_nominal_floor_to_ceiling_height | bldg_nominal_floor_to_floor_height | bldg_srr | bldg_standards_building_type | bldg_standards_number_of_above_ground_stories | bldg_standards_number_of_living_units | bldg_standards_number_of_stories | bldg_standards_template | bldg_surface_to_volume_ratio | bldg_volume_m_cu | cooling_peak_w_per_m_sq | cost_equipment_envelope_total_cost_per_m_sq | cost_equipment_heating_and_cooling_total_cost_per_m_sq | cost_equipment_lighting_total_cost_per_m_sq | cost_equipment_renewables_total_cost_per_m_sq | cost_equipment_shw_total_cost_per_m_sq | cost_equipment_thermal_bridging_total_cost_per_m_sq | cost_equipment_total_cost_per_m_sq | cost_equipment_ventilation_total_cost_per_m_sq | cost_rs_means_city | cost_rs_means_prov | cost_utility_ghg_electricity_kg_per_m_sq | cost_utility_ghg_natural gas_kg_per_m_sq | cost_utility_ghg_oil_kg_per_m_sq | cost_utility_ghg_total_kg_per_m_sq | cost_utility_neb_electricity_cost_per_m_sq | cost_utility_neb_natural gas_cost_per_m_sq | cost_utility_neb_oil_cost_per_m_sq | cost_utility_neb_total_cost_per_m_sq | energy_eui_additional_fuel_gj_per_m_sq | energy_eui_cooling_gj_per_m_sq | energy_eui_district_cooling_gj_per_m_sq | energy_eui_district_heating_gj_per_m_sq | energy_eui_electricity_gj_per_m_sq | energy_eui_fans_gj_per_m_sq | energy_eui_heat recovery_gj_per_m_sq | energy_eui_heating_gj_per_m_sq | energy_eui_interior equipment_gj_per_m_sq | energy_eui_interior lighting_gj_per_m_sq | energy_eui_natural_gas_gj_per_m_sq | energy_eui_pumps_gj_per_m_sq | energy_eui_total_gj_per_m_sq | energy_eui_water systems_gj_per_m_sq | energy_peak_electric_w_per_m_sq | energy_peak_natural_gas_w_per_m_sq | energy_principal_heating_source | env_fdwr | env_ground_floors_average_conductance-w_per_m_sq_k | env_ground_roofs_average_conductance-w_per_m_sq_k | env_ground_walls_average_conductance-w_per_m_sq_k | env_outdoor_doors_average_conductance-w_per_m_sq_k | env_outdoor_floors_average_conductance-w_per_m_sq_k | env_outdoor_overhead_doors_average_conductance-w_per_m_sq_k | env_outdoor_roofs_average_conductance-w_per_m_sq_k | env_outdoor_walls_average_conductance-w_per_m_sq_k | env_outdoor_windows_average_conductance-w_per_m_sq_k | env_skylights_average_conductance-w_per_m_sq_k | env_srr | heating_peak_w_per_m_sq | location_city | location_country | location_epw_cdd | location_epw_hdd | location_latitude | location_longitude | location_necb_climate_zone | location_necb_hdd | location_state_province_region | location_weather_file | net_site_eui_gj_per_m_sq | npv_total_per_m_sq | peak_cooling_load_w_per_m_sq_necb | peak_heating_load_w_per_m_sq_necb | phius_annual_cooling_demand_kwh_per_m_sq | phius_annual_heating_demand_kwh_per_m_sq | phius_necb_meet_cooling_demand | phius_necb_meet_cooling_peak_load | phius_necb_meet_heating_demand | phius_necb_meet_heating_peak_load | phius_peak_cooling_load_w_per_m_sq | phius_peak_heating_load_w_per_m_sq | shw_additional_fuel_per_year | shw_electricity_per_day | shw_electricity_per_day_per_occupant | shw_electricity_per_year | shw_natural_gas_per_year | shw_total_nominal_occupancy | shw_water_m_cu_per_day | shw_water_m_cu_per_day_per_occupant | shw_water_m_cu_per_year | simulation_btap_data_version | simulation_date | simulation_os_standards_revision | simulation_os_standards_version | total_site_eui_gj_per_m_sq | unmet_hours_cooling | unmet_hours_cooling_during_occupied | unmet_hours_heating | unmet_hours_heating_during_occupied | zones_total_outdoor_air_infiltration_ach_1_per_hr | zones_total_outdoor_air_infiltration_flow_per_conditioned_floor_area_m3_per_s_m2 | zones_total_outdoor_air_infiltration_flow_per_exterior_area_m3_per_s_m2 | zones_total_outdoor_air_infiltration_m3 | zones_total_outdoor_air_mechanical_ventilation_ach_1_per_hr | zones_total_outdoor_air_mechanical_ventilation_flow_per_conditioned_floor_area_m3_per_s_m2 | zones_total_outdoor_air_mechanical_ventilation_flow_per_exterior_area_m3_per_s_m2 | zones_total_outdoor_air_mechanical_ventilation_m3 | zones_total_outdoor_air_natural_ventilation_ach_1_per_hr | zones_total_outdoor_air_natural_ventilation_flow_per_conditioned_floor_area_m3_per_s_m2 | zones_total_outdoor_air_natural_ventilation_flow_per_exterior_area_m3_per_s_m2 | zones_total_outdoor_air_natural_ventilation_m3 | eplus_warnings | eplus_severes | eplus_fatals | energy_eui_heat rejection_gj_per_m_sq | container_output | orig_fuel_type
0 | NECB_Default | NECB 88% Efficient Condensing Boiler | Occupancy_based_DCV | HS12_ASHP_Baseboard | Plate-Existing | 0.162 | 0.314 | 0.3 | 0.4 | 1.6 | NECB_Default | NECB_Default | NECB_Default | 90 | Natural Gas Direct Vent with Electric Ignition | 0.03 | lhs | NECB_Default | NECB_Default | MidriseApartment | NECB_Default | NECB_Default | NECB_Default | NECB_Default | CAN_AB_Abee.AgDM.712850_CWEC2020.epw | NECB_Default | NECB_Default | NECB_Default | NECB_Default | NECB_Default | NECB_Default | NECB_Default | NECB_Default | LED | NECB_Default | NECB_Default | NECB_Default | NECB_Default | NECB_Default | NECB_Default | NECB_Default | NECB_Default | NECB_Default | ElectricityHPElecBackup | NECB_Default | NECB_Default | NECB_Default | NECB_Default | 1 | 1 | 1 | NECB_Default | NECB_Default | NECB_Default | NECB2017 | a80ccbae-6bb5-46d1-bc59-5f64b0c7d0f6 | f2e12f84-ea0a-4715-acbe-730cac1de648 | Toronto_MidR_Elec_New | local_managed_aws_workers | sampling-lhs | TRUE | a80ccbae-6bb5-46d1-bc59-5f64b0c7d0f6 | 834599497928 | :adv_dx_units: NECB_Default :airloop_economizer_type: NECB_Default :algorithm_type: sampling-lhs :analysis_id: f2e12f84-ea0a-4715-acbe-730cac1de648 :analysis_name: Toronto_MidR_Elec_New :baseline_system_zones_map_option: NECB_Default :boiler_eff: NECB 88% Efficient Condensing Boiler :building_type: MidriseApartment :chiller_type: NECB_Default :compute_environment: local_managed_aws_workers :datapoint_id: a80ccbae-6bb5-46d1-bc59-5f64b0c7d0f6 :daylighting_type: NECB_Default :dcv_type: Occupancy_based_DCV :door_construction_cond: NECB_Default :ecm_system_name: HS12_ASHP_Baseboard :electrical_loads_scale: NECB_Default :epw_file: CAN_ON_Toronto.Pearson.Intl.AP.716240_CWEC2016.epw :erv_package: Plate-Existing :ext_floor_cond: NECB_Default :ext_roof_cond: '0.162' :ext_wall_cond: '0.314' :fdwr_set: '0.3' :fixed_wind_solar_trans: '0.4' :fixed_window_cond: '1.6' :furnace_eff: NECB_Default :glass_door_cond: NECB_Default :glass_door_solar_trans: NECB_Default :ground_floor_cond: NECB_Default :ground_roof_cond: NECB_Default :ground_wall_cond: NECB_Default :infiltration_scale: NECB_Default :job_id: a80ccbae-6bb5-46d1-bc59-5f64b0c7d0f6 :lights_scale: NECB_Default :lights_type: LED :npv_discount_rate: NECB_Default :npv_end_year: NECB_Default :npv_start_year: NECB_Default :nv_delta_temp_in_out: NECB_Default :nv_opening_fraction: NECB_Default :nv_temp_out_min: NECB_Default :nv_type: NECB_Default :oa_scale: NECB_Default :occupancy_loads_scale: NECB_Default :output_meters: - frequency: hourly name: NaturalGas:Facility - frequency: hourly name: Electricity:Facility - frequency: hourly name: ElectricityNet:Facility - frequency: hourly name: FuelOil#2:Facility :output_variables: [] :overhead_door_cond: NECB_Default :primary_heating_fuel: Electricity :pv_ground_azimuth_angle: NECB_Default :pv_ground_module_description: NECB_Default :pv_ground_tilt_angle: NECB_Default :pv_ground_total_area_pv_panels_m2: NECB_Default :pv_ground_type: NECB_Default :rotation_degrees: '90.0' :run_annual_simulation: true :s3_bucket: '834599497928' :scale_x: 1.0 :scale_y: 1.0 :scale_z: 1.0 :scenario: lhs :shw_eff: Natural Gas Direct Vent with Electric Ignition :shw_scale: NECB_Default :skylight_cond: NECB_Default :skylight_solar_trans: NECB_Default :srr_set: '0.03' :template: NECB2017 | https://s3.console.aws.amazon.com/s3/buckets/834599497928?region=ca-central-1&prefix=nshirzad_frontend/Toronto_MidR_Elec_New/sampling-lhs/run/a80ccbae-6bb5-46d1-bc59-5f64b0c7d0f6/ | cc559bc0-c8db-49ff-b6c3-09f8b5f293f0 | a80ccbae-6bb5-46d1-bc59-5f64b0c7d0f6 | SUCCEEDED | 757.2496 | 0.4928 | 0.00041722 | 0.00056234 | 41243594.5 | 0 | 0 | 0 | 0 | 88.0678 | 9.8364 | 3134.61 | 2325.6934 | 30 | MidriseApartment |  |  | 3 | MidriseApartment | 4 |  | 4 | NECB2017 | 0.24343 | 9553.8375 | 12.6537 | 313.0201 | 50.1539 | 46.3841 | 0 | 26.6071 | 0 | 491.9655 | 55.7999 | TORONTO | ONTARIO | 3.5485 | 0 | 0 | 3.5485 | 21.6111 | 0 | 0 | 21.6111 | 0 | 0.057414 | 0 | 0 | 0.42592 | 0.0451 | 0.0077904 | 0.03112 | 0.062764 | 0.038324 | 0 | 0.0014515 | 0.42592 | 0.18196 | 60.9591 | 0 | Electricity | 30 | 0.757 | [5 empty] | 0.162 | 0.314 | 1.6 | 1.9 | 3 | 42.3904 | Toronto Pearson Intl AP | CAN | 382 | 3615 | 43.677 | -79.631 | 5 | 3890 | ON | CAN_AB_Abee.AgDM.712850_CWEC2020.epw | 0.42592 | 859.1398 | 12.6537 | 42.3904 | 38.7373 | 19.9629 | TRUE | FALSE | TRUE | FALSE | 12.4492 | -21.7135 | -1 | 1.5605 | 0.01344 | 570.37 | 0 | 116.1128 | 7.9599 | 0.068553 | 2909.34 | 0.1 | 2025-01-22 16:59:25 -0500 | dc55d9ddb | 0.6.3 | 0.42592 | 592.25 | 592.25 | 0 | 0 | 0.07462 | 6.3175e-05 | 8.5149e-05 | 6245087.209 | 0.35407 | 0.00029977 | 0.00040403 | 29633033.5625 | 0 | 0 | 0 | 0 | 201 | 0 | 0 | 0 |  | Electricity
0 | DifferentialEnthalpy | NECB_Default | Occupancy_based_DCV | HS13_ASHP_VRF | Rotary-All | 0.162 | 0.278 | 0.5 | 0.5 | 2.2 | NECB_Default | add_nv | NECB_Default | 359 | NECB_Default | 0.05 | lhs | NECB_Default | NECB_Default | MidriseApartment | NECB_Default | NECB_Default | NECB_Default | NECB_Default | CAN_AB_Abee.AgDM.712850_CWEC2020.epw | NECB_Default | NECB_Default | NECB_Default | NECB_Default | NECB_Default | NECB_Default | NECB_Default | NECB_Default | LED | NECB_Default | NECB_Default | NECB_Default | NECB_Default | NECB_Default | NECB_Default | NECB_Default | NECB_Default | NECB_Default | ElectricityHPElecBackup | NECB_Default | NECB_Default | NECB_Default | NECB_Default | 1 | 1 | 1 | NECB_Default | NECB_Default | NECB_Default | NECB2017 | 855e3aa7-e7fe-441e-8ae7-467f3ff610f6 | f2e12f84-ea0a-4715-acbe-730cac1de648 | Toronto_MidR_Elec_New | local_managed_aws_workers | sampling-lhs | TRUE | 855e3aa7-e7fe-441e-8ae7-467f3ff610f6 | 834599497928 | :adv_dx_units: NECB_Default :airloop_economizer_type: DifferentialEnthalpy :algorithm_type: sampling-lhs :analysis_id: f2e12f84-ea0a-4715-acbe-730cac1de648 :analysis_name: Toronto_MidR_Elec_New :baseline_system_zones_map_option: NECB_Default :boiler_eff: NECB_Default :building_type: MidriseApartment :chiller_type: NECB_Default :compute_environment: local_managed_aws_workers :datapoint_id: 855e3aa7-e7fe-441e-8ae7-467f3ff610f6 :daylighting_type: NECB_Default :dcv_type: Occupancy_based_DCV :door_construction_cond: NECB_Default :ecm_system_name: HS13_ASHP_VRF :electrical_loads_scale: NECB_Default :epw_file: CAN_ON_Toronto.Pearson.Intl.AP.716240_CWEC2016.epw :erv_package: Rotary-All :ext_floor_cond: NECB_Default :ext_roof_cond: '0.162' :ext_wall_cond: '0.278' :fdwr_set: '0.5' :fixed_wind_solar_trans: '0.5' :fixed_window_cond: '2.2' :furnace_eff: NECB_Default :glass_door_cond: NECB_Default :glass_door_solar_trans: NECB_Default :ground_floor_cond: NECB_Default :ground_roof_cond: NECB_Default :ground_wall_cond: NECB_Default :infiltration_scale: NECB_Default :job_id: 855e3aa7-e7fe-441e-8ae7-467f3ff610f6 :lights_scale: NECB_Default :lights_type: LED :npv_discount_rate: NECB_Default :npv_end_year: NECB_Default :npv_start_year: NECB_Default :nv_delta_temp_in_out: NECB_Default :nv_opening_fraction: NECB_Default :nv_temp_out_min: NECB_Default :nv_type: add_nv :oa_scale: NECB_Default :occupancy_loads_scale: NECB_Default :output_meters: - frequency: hourly name: NaturalGas:Facility - frequency: hourly name: Electricity:Facility - frequency: hourly name: ElectricityNet:Facility - frequency: hourly name: FuelOil#2:Facility :output_variables: [] :overhead_door_cond: NECB_Default :primary_heating_fuel: Electricity :pv_ground_azimuth_angle: NECB_Default :pv_ground_module_description: NECB_Default :pv_ground_tilt_angle: NECB_Default :pv_ground_total_area_pv_panels_m2: NECB_Default :pv_ground_type: add_pv_ground :rotation_degrees: '359.0' :run_annual_simulation: true :s3_bucket: '834599497928' :scale_x: 1.0 :scale_y: 1.0 :scale_z: 1.0 :scenario: lhs :shw_eff: NECB_Default :shw_scale: NECB_Default :skylight_cond: NECB_Default :skylight_solar_trans: NECB_Default :srr_set: '0.05' :template: NECB2017 | https://s3.console.aws.amazon.com/s3/buckets/834599497928?region=ca-central-1&prefix=nshirzad_frontend/Toronto_MidR_Elec_New/sampling-lhs/run/855e3aa7-e7fe-441e-8ae7-467f3ff610f6/ | d00b87cf-930c-4482-827c-f49173f057d2 | 855e3aa7-e7fe-441e-8ae7-467f3ff610f6 | SUCCEEDED | 562.7847 | 0.35267 | 0.00029858 | 0.00040243 | 29515225.5 | 0.047063 | 3.9845e-05 | 5.3703e-05 | 3938769.1875 | 104.6462 | 51.2087 | 3134.61 | 2325.6934 | 50 | MidriseApartment |  |  | 5 | MidriseApartment | 4 |  | 4 | NECB2017 | 0.24343 | 9553.8375 | 14.7686 | 286.8864 | 211.7077 | 46.3841 | 0 | 26.6071 | 0 | 953.1977 | 72.7982 | TORONTO | ONTARIO | 3.9826 | 0 | 0 | 3.9826 | 24.2553 | 0 | 0 | 24.2553 | 0 | 0.061615 | 0 | 0 | 0.47803 | 0.013443 | 0.00022012 | 0.11825 | 0.062764 | 0.038324 | 0 | 0.0014515 | 0.47803 | 0.18196 | 67.9283 | 0 | Electricity | 50 | 0.757 | [5 empty] | 0.162 | 0.278 | 2.2 | 1.9 | 5 | 53.3197 | Toronto Pearson Intl AP | CAN | 382 | 3615 | 43.677 | -79.631 | 5 | 3890 | ON | CAN_AB_Abee.AgDM.712850_CWEC2020.epw | 0.2784 | 1193.1989 | 14.7686 | 53.3197 | 38.7373 | 19.9629 | TRUE | FALSE | FALSE | FALSE | 12.4492 | -21.7135 | -1 | 1.5605 | 0.01344 | 570.38 | 0 | 116.1128 | 7.9599 | 0.068553 | 2909.34 | 0.1 | 2025-01-22 17:09:51 -0500 | dc55d9ddb | 0.6.3 | 0.47803 | 330.25 | 330.25 | 0 | 0 | 0.07462 | 6.3175e-05 | 8.5149e-05 | 6245087.209 | 0.25339 | 0.00021452 | 0.00028914 | 21206384.1875 | 0.047063 | 3.9845e-05 | 5.3703e-05 | 3938769.293 | 513 | 0 | 0 | 0 |  | Electricity
0 | DifferentialEnthalpy | NECB 88% Efficient Condensing Boiler | No_DCV | HS12_ASHP_Baseboard | Plate-All | 0.183 | 0.21 | 0.5 | 0.3 | 2.2 | NECB_Default | add_nv | NECB_Default | 0 | Natural Gas Power Vent with Electric Ignition | 0.08 | lhs | NECB_Default | NECB_Default | MidriseApartment | NECB_Default | NECB_Default | NECB_Default | NECB_Default | CAN_AB_Abee.AgDM.712850_CWEC2020.epw | NECB_Default | NECB_Default | NECB_Default | NECB_Default | NECB_Default | NECB_Default | NECB_Default | NECB_Default | LED | NECB_Default | NECB_Default | NECB_Default | NECB_Default | NECB_Default | NECB_Default | NECB_Default | NECB_Default | NECB_Default | ElectricityHPElecBackup | NECB_Default | NECB_Default | NECB_Default | NECB_Default | 1 | 1 | 1 | NECB_Default | NECB_Default | NECB_Default | NECB2017 | 0a98e486-78be-4881-a751-713a89b27967 | f2e12f84-ea0a-4715-acbe-730cac1de648 | Toronto_MidR_Elec_New | local_managed_aws_workers | sampling-lhs | TRUE | 0a98e486-78be-4881-a751-713a89b27967 | 834599497928 | :adv_dx_units: NECB_Default :airloop_economizer_type: DifferentialEnthalpy :algorithm_type: sampling-lhs :analysis_id: f2e12f84-ea0a-4715-acbe-730cac1de648 :analysis_name: Toronto_MidR_Elec_New :baseline_system_zones_map_option: NECB_Default :boiler_eff: NECB 88% Efficient Condensing Boiler :building_type: MidriseApartment :chiller_type: NECB_Default :compute_environment: local_managed_aws_workers :datapoint_id: 0a98e486-78be-4881-a751-713a89b27967 :daylighting_type: NECB_Default :dcv_type: No_DCV :door_construction_cond: NECB_Default :ecm_system_name: HS12_ASHP_Baseboard :electrical_loads_scale: NECB_Default :epw_file: CAN_ON_Toronto.Pearson.Intl.AP.716240_CWEC2016.epw :erv_package: Plate-All :ext_floor_cond: NECB_Default :ext_roof_cond: '0.183' :ext_wall_cond: '0.21' :fdwr_set: '0.5' :fixed_wind_solar_trans: '0.3' :fixed_window_cond: '2.2' :furnace_eff: NECB_Default :glass_door_cond: NECB_Default :glass_door_solar_trans: NECB_Default :ground_floor_cond: NECB_Default :ground_roof_cond: NECB_Default :ground_wall_cond: NECB_Default :infiltration_scale: NECB_Default :job_id: 0a98e486-78be-4881-a751-713a89b27967 :lights_scale: NECB_Default :lights_type: LED :npv_discount_rate: NECB_Default :npv_end_year: NECB_Default :npv_start_year: NECB_Default :nv_delta_temp_in_out: NECB_Default :nv_opening_fraction: NECB_Default :nv_temp_out_min: NECB_Default :nv_type: add_nv :oa_scale: NECB_Default :occupancy_loads_scale: NECB_Default :output_meters: - frequency: hourly name: NaturalGas:Facility - frequency: hourly name: Electricity:Facility - frequency: hourly name: ElectricityNet:Facility - frequency: hourly name: FuelOil#2:Facility :output_variables: [] :overhead_door_cond: NECB_Default :primary_heating_fuel: Electricity :pv_ground_azimuth_angle: NECB_Default :pv_ground_module_description: NECB_Default :pv_ground_tilt_angle: NECB_Default :pv_ground_total_area_pv_panels_m2: NECB_Default :pv_ground_type: add_pv_ground :rotation_degrees: '0.0' :run_annual_simulation: true :s3_bucket: '834599497928' :scale_x: 1.0 :scale_y: 1.0 :scale_z: 1.0 :scenario: lhs :shw_eff: Natural Gas Power Vent with Electric Ignition :shw_scale: NECB_Default :skylight_cond: NECB_Default :skylight_solar_trans: NECB_Default :srr_set: '0.08' :template: NECB2017 | https://s3.console.aws.amazon.com/s3/buckets/834599497928?region=ca-central-1&prefix=nshirzad_frontend/Toronto_MidR_Elec_New/sampling-lhs/run/0a98e486-78be-4881-a751-713a89b27967/ | e3ee8c9a-07a1-4b76-97da-eae2e7f31102 | 0a98e486-78be-4881-a751-713a89b27967 | SUCCEEDED | 768.0018 | 0.42789 | 0.00036226 | 0.00048826 | 35810481 | 0.042072 | 3.5619e-05 | 4.8008e-05 | 3521036.1875 | 117.2138 | 46.5714 | 3134.61 | 2325.6934 | 50 | MidriseApartment |  |  | 8 | MidriseApartment | 4 |  | 4 | NECB2017 | 0.24343 | 9553.8375 | 15.0209 | 299.1543 | 51.2973 | 46.3841 | 0 | 26.6071 | 0 | 811.0365 | 78.7792 | TORONTO | ONTARIO | 4.3665 | 0 | 0 | 4.3665 | 26.5935 | 0 | 0 | 26.5935 | 0 | 0.055618 | 0 | 0 | 0.52411 | 0.054527 | 0.001056 | 0.12841 | 0.062764 | 0.038324 | 0 | 0.0014515 | 0.52411 | 0.18196 | 80.7946 | 0 | Electricity | 50 | 0.757 | [5 empty] | 0.183 | 0.21 | 2.2 | 1.9 | 8 | 62.5619 | Toronto Pearson Intl AP | CAN | 382 | 3615 | 43.677 | -79.631 | 5 | 3890 | ON | CAN_AB_Abee.AgDM.712850_CWEC2020.epw | 0.32448 | 1090.762 | 15.0209 | 62.5619 | 38.7372 | 19.9629 | TRUE | FALSE | FALSE | FALSE | 12.4492 | -21.7135 | -1 | 1.5605 | 0.01344 | 570.38 | 0 | 116.1128 | 7.9599 | 0.068553 | 2909.34 | 0.1 | 2025-01-22 17:14:29 -0500 | dc55d9ddb | 0.6.3 | 0.52411 | 1098 | 1098 | 0 | 0 | 0.07462 | 6.3175e-05 | 8.5149e-05 | 6245087.209 | 0.30743 | 0.00026028 | 0.00035081 | 25729519 | 0.042072 | 3.5619e-05 | 4.8008e-05 | 3521036.1406 | 552 | 0 | 0 | 0 |  | Electricity
0 | NECB_Default | NECB 88% Efficient Condensing Boiler | No_DCV | HS12_ASHP_Baseboard | Plate-All | 0.138 | 0.21 | 0.5 | 0.4 | 2.4 | NECB_Default | NECB_Default | NECB_Default | 90 | Natural Gas Power Vent with Electric Ignition | 0.1 | lhs | NECB_Default | NECB_Default | MidriseApartment | NECB_Default | NECB_Default | NECB_Default | NECB_Default | CAN_AB_Abee.AgDM.712850_CWEC2020.epw | NECB_Default | NECB_Default | NECB_Default | NECB_Default | NECB_Default | NECB_Default | NECB_Default | NECB_Default | LED | NECB_Default | NECB_Default | NECB_Default | NECB_Default | NECB_Default | NECB_Default | NECB_Default | NECB_Default | NECB_Default | ElectricityHPElecBackup | NECB_Default | NECB_Default | NECB_Default | NECB_Default | 1 | 1 | 1 | NECB_Default | NECB_Default | NECB_Default | NECB2017 | 62c6de00-5ecc-4725-b4c1-43d9d674f09c | f2e12f84-ea0a-4715-acbe-730cac1de648 | Toronto_MidR_Elec_New | local_managed_aws_workers | sampling-lhs | TRUE | 62c6de00-5ecc-4725-b4c1-43d9d674f09c | 834599497928 | :adv_dx_units: NECB_Default :airloop_economizer_type: NECB_Default :algorithm_type: sampling-lhs :analysis_id: f2e12f84-ea0a-4715-acbe-730cac1de648 :analysis_name: Toronto_MidR_Elec_New :baseline_system_zones_map_option: NECB_Default :boiler_eff: NECB 88% Efficient Condensing Boiler :building_type: MidriseApartment :chiller_type: NECB_Default :compute_environment: local_managed_aws_workers :datapoint_id: 62c6de00-5ecc-4725-b4c1-43d9d674f09c :daylighting_type: NECB_Default :dcv_type: No_DCV :door_construction_cond: NECB_Default :ecm_system_name: HS12_ASHP_Baseboard :electrical_loads_scale: NECB_Default :epw_file: CAN_ON_Toronto.Pearson.Intl.AP.716240_CWEC2016.epw :erv_package: Plate-All :ext_floor_cond: NECB_Default :ext_roof_cond: '0.138' :ext_wall_cond: '0.21' :fdwr_set: '0.5' :fixed_wind_solar_trans: '0.4' :fixed_window_cond: '2.4' :furnace_eff: NECB_Default :glass_door_cond: NECB_Default :glass_door_solar_trans: NECB_Default :ground_floor_cond: NECB_Default :ground_roof_cond: NECB_Default :ground_wall_cond: NECB_Default :infiltration_scale: NECB_Default :job_id: 62c6de00-5ecc-4725-b4c1-43d9d674f09c :lights_scale: NECB_Default :lights_type: LED :npv_discount_rate: NECB_Default :npv_end_year: NECB_Default :npv_start_year: NECB_Default :nv_delta_temp_in_out: NECB_Default :nv_opening_fraction: NECB_Default :nv_temp_out_min: NECB_Default :nv_type: NECB_Default :oa_scale: NECB_Default :occupancy_loads_scale: NECB_Default :output_meters: - frequency: hourly name: NaturalGas:Facility - frequency: hourly name: Electricity:Facility - frequency: hourly name: ElectricityNet:Facility - frequency: hourly name: FuelOil#2:Facility :output_variables: [] :overhead_door_cond: NECB_Default :primary_heating_fuel: Electricity :pv_ground_azimuth_angle: NECB_Default :pv_ground_module_description: NECB_Default :pv_ground_tilt_angle: NECB_Default :pv_ground_total_area_pv_panels_m2: NECB_Default :pv_ground_type: add_pv_ground :rotation_degrees: '90.0' :run_annual_simulation: true :s3_bucket: '834599497928' :scale_x: 1.0 :scale_y: 1.0 :scale_z: 1.0 :scenario: lhs :shw_eff: Natural Gas Power Vent with Electric Ignition :shw_scale: NECB_Default :skylight_cond: NECB_Default :skylight_solar_trans: NECB_Default :srr_set: '0.1' :template: NECB2017 | https://s3.console.aws.amazon.com/s3/buckets/834599497928?region=ca-central-1&prefix=nshirzad_frontend/Toronto_MidR_Elec_New/sampling-lhs/run/62c6de00-5ecc-4725-b4c1-43d9d674f09c/ | d1017912-100f-445c-a62e-29459c71c4f1 | 62c6de00-5ecc-4725-b4c1-43d9d674f09c | SUCCEEDED | 695.0687 | 0.4928 | 0.00041722 | 0.00056234 | 41243594.5 | 0 | 0 | 0 | 0 | 108.9423 | 17.0374 | 3134.61 | 2325.6934 | 50 | MidriseApartment |  |  | 10 | MidriseApartment | 4 |  | 4 | NECB2017 | 0.24343 | 9553.8375 | 19.3539 | 287.6371 | 64.6801 | 46.3841 | 0 | 26.6071 | 0 | 788.3753 | 54.2527 | TORONTO | ONTARIO | 4.1745 | 0 | 0 | 4.1745 | 25.4241 | 0 | 0 | 25.4241 | 0 | 0.079075 | 0 | 0 | 0.50107 | 0.074606 | 0.0077904 | 0.055098 | 0.062764 | 0.038324 | 0 | 0.0014515 | 0.50107 | 0.18196 | 73.9386 | 0 | Electricity | 50 | 0.757 | [5 empty] | 0.138 | 0.21 | 2.4 | 1.9 | 10 | 55.1126 | Toronto Pearson Intl AP | CAN | 382 | 3615 | 43.677 | -79.631 | 5 | 3890 | ON | CAN_AB_Abee.AgDM.712850_CWEC2020.epw | 0.30143 | 1048.23 | 19.3539 | 55.1126 | 38.7373 | 19.9629 | TRUE | FALSE | TRUE | FALSE | 12.4492 | -21.7135 | -1 | 1.5605 | 0.01344 | 570.38 | 0 | 116.1128 | 7.9599 | 0.068553 | 2909.34 | 0.1 | 2025-01-22 17:00:28 -0500 | dc55d9ddb | 0.6.3 | 0.50107 | 818.5 | 818.5 | 0 | 0 | 0.07462 | 6.3175e-05 | 8.5149e-05 | 6245087.209 | 0.35407 | 0.00029977 | 0.00040403 | 29633080.0625 | 0 | 0 | 0 | 0 | 175 | 0 | 0 | 0 |  | Electricity
0 | DifferentialDryBulb | Viessmann Vitocrossal 300 CT3-17 96.2% Efficient Condensing Gas Boiler | No_DCV | HS11_ASHP_PTHP | Plate-Existing | 0.138 | 0.21 | 0.6 | 0.3 | 2.2 | NECB 85% Efficient Condensing Gas Furnace | NECB_Default | NECB_Default | 45 | NECB_Default | 0.05 | lhs | NECB_Default | NECB_Default | MidriseApartment | NECB_Default | NECB_Default | NECB_Default | NECB_Default | CAN_AB_Abee.AgDM.712850_CWEC2020.epw | NECB_Default | NECB_Default | NECB_Default | NECB_Default | NECB_Default | NECB_Default | NECB_Default | NECB_Default | LED | NECB_Default | NECB_Default | NECB_Default | NECB_Default | NECB_Default | NECB_Default | NECB_Default | NECB_Default | NECB_Default | ElectricityHPElecBackup | NECB_Default | NECB_Default | NECB_Default | NECB_Default | 1 | 1 | 1 | NECB_Default | NECB_Default | NECB_Default | NECB2017 | 3e8db567-bc06-48a5-b546-a8ddbd2cef28 | f2e12f84-ea0a-4715-acbe-730cac1de648 | Toronto_MidR_Elec_New | local_managed_aws_workers | sampling-lhs | TRUE | 3e8db567-bc06-48a5-b546-a8ddbd2cef28 | 834599497928 | :adv_dx_units: NECB_Default :airloop_economizer_type: DifferentialDryBulb :algorithm_type: sampling-lhs :analysis_id: f2e12f84-ea0a-4715-acbe-730cac1de648 :analysis_name: Toronto_MidR_Elec_New :baseline_system_zones_map_option: NECB_Default :boiler_eff: Viessmann Vitocrossal 300 CT3-17 96.2% Efficient Condensing Gas Boiler :building_type: MidriseApartment :chiller_type: NECB_Default :compute_environment: local_managed_aws_workers :datapoint_id: 3e8db567-bc06-48a5-b546-a8ddbd2cef28 :daylighting_type: NECB_Default :dcv_type: No_DCV :door_construction_cond: NECB_Default :ecm_system_name: HS11_ASHP_PTHP :electrical_loads_scale: NECB_Default :epw_file: CAN_ON_Toronto.Pearson.Intl.AP.716240_CWEC2016.epw :erv_package: Plate-Existing :ext_floor_cond: NECB_Default :ext_roof_cond: '0.138' :ext_wall_cond: '0.21' :fdwr_set: '0.6' :fixed_wind_solar_trans: '0.3' :fixed_window_cond: '2.2' :furnace_eff: NECB 85% Efficient Condensing Gas Furnace :glass_door_cond: NECB_Default :glass_door_solar_trans: NECB_Default :ground_floor_cond: NECB_Default :ground_roof_cond: NECB_Default :ground_wall_cond: NECB_Default :infiltration_scale: NECB_Default :job_id: 3e8db567-bc06-48a5-b546-a8ddbd2cef28 :lights_scale: NECB_Default :lights_type: LED :npv_discount_rate: NECB_Default :npv_end_year: NECB_Default :npv_start_year: NECB_Default :nv_delta_temp_in_out: NECB_Default :nv_opening_fraction: NECB_Default :nv_temp_out_min: NECB_Default :nv_type: NECB_Default :oa_scale: NECB_Default :occupancy_loads_scale: NECB_Default :output_meters: - frequency: hourly name: NaturalGas:Facility - frequency: hourly name: Electricity:Facility - frequency: hourly name: ElectricityNet:Facility - frequency: hourly name: FuelOil#2:Facility :output_variables: [] :overhead_door_cond: NECB_Default :primary_heating_fuel: Electricity :pv_ground_azimuth_angle: NECB_Default :pv_ground_module_description: NECB_Default :pv_ground_tilt_angle: NECB_Default :pv_ground_total_area_pv_panels_m2: NECB_Default :pv_ground_type: add_pv_ground :rotation_degrees: '45.0' :run_annual_simulation: true :s3_bucket: '834599497928' :scale_x: 1.0 :scale_y: 1.0 :scale_z: 1.0 :scenario: lhs :shw_eff: NECB_Default :shw_scale: NECB_Default :skylight_cond: NECB_Default :skylight_solar_trans: NECB_Default :srr_set: '0.05' :template: NECB2017 | https://s3.console.aws.amazon.com/s3/buckets/834599497928?region=ca-central-1&prefix=nshirzad_frontend/Toronto_MidR_Elec_New/sampling-lhs/run/3e8db567-bc06-48a5-b546-a8ddbd2cef28/ | bb181d91-825a-4bf3-baef-1ac4fc0804dd | 3e8db567-bc06-48a5-b546-a8ddbd2cef28 | SUCCEEDED | 725.8294 | 0.4928 | 0.00041722 | 0.00056234 | 41243594.5 | 0 | 0 | 0 | 0 | 110.0261 | 59.8426 | 3134.61 | 2325.6934 | 60 | MidriseApartment |  |  | 5 | MidriseApartment | 4 |  | 4 | NECB2017 | 0.24343 | 9553.8375 | 15.7586 | 311.0215 | 97.8638 | 46.3841 | 0 | 26.6071 | 0 | 832.441 | 41.7503 | TORONTO | ONTARIO | 4.1472 | 0 | 0 | 4.1472 | 25.2577 | 0 | 0 | 25.2577 | 0 | 0.057076 | 0 | 0 | 0.49779 | 0.017476 | 0.00060933 | 0.13813 | 0.062764 | 0.038324 | 0 | 0.0014515 | 0.49779 | 0.18196 | 83.8307 | 0 | Electricity | 60 | 0.757 | [5 empty] | 0.138 | 0.21 | 2.2 | 1.9 | 5 | 66.6346 | Toronto Pearson Intl AP | CAN | 382 | 3615 | 43.677 | -79.631 | 5 | 3890 | ON | CAN_AB_Abee.AgDM.712850_CWEC2020.epw | 0.29815 | 1089.4682 | 15.7586 | 66.6346 | 38.7373 | 19.9629 | TRUE | FALSE | FALSE | FALSE | 12.4492 | -21.7135 | -1 | 1.5605 | 0.01344 | 570.38 | 0 | 116.1128 | 7.9599 | 0.068553 | 2909.34 | 0.1 | 2025-01-22 16:58:41 -0500 | dc55d9ddb | 0.6.3 | 0.49779 | 0 | 0 | 0.25 | 0.25 | 0.07462 | 6.3175e-05 | 8.5149e-05 | 6245087.209 | 0.35407 | 0.00029977 | 0.00040403 | 29632987.25 | 0 | 0 | 0 | 0 | 176 | 0 | 0 | 0 |  | Electricity
0 | DifferentialEnthalpy | Viessmann Vitocrossal 300 CT3-17 96.2% Efficient Condensing Gas Boiler | CO2_based_DCV | HS09_CCASHP_Baseboard | Plate-All | 0.183 | 0.21 | 0.69 | 0.2 | 2.2 | NECB 85% Efficient Condensing Gas Furnace | add_nv | NECB_Default | 0 | Natural Gas Direct Vent with Electric Ignition | 0.08 | lhs | NECB_Default | NECB_Default | MidriseApartment | NECB_Default | NECB_Default | NECB_Default | NECB_Default | CAN_AB_Abee.AgDM.712850_CWEC2020.epw | NECB_Default | NECB_Default | NECB_Default | NECB_Default | NECB_Default | NECB_Default | NECB_Default | NECB_Default | LED | NECB_Default | NECB_Default | NECB_Default | NECB_Default | NECB_Default | NECB_Default | NECB_Default | NECB_Default | NECB_Default | ElectricityHPElecBackup | NECB_Default | NECB_Default | NECB_Default | NECB_Default | 1 | 1 | 1 | NECB_Default | NECB_Default | NECB_Default | NECB2017 | b9f1fba9-c122-4faa-97dd-d5bd7b46814c | f2e12f84-ea0a-4715-acbe-730cac1de648 | Toronto_MidR_Elec_New | local_managed_aws_workers | sampling-lhs | TRUE | b9f1fba9-c122-4faa-97dd-d5bd7b46814c | 834599497928 | :adv_dx_units: NECB_Default :airloop_economizer_type: DifferentialEnthalpy :algorithm_type: sampling-lhs :analysis_id: f2e12f84-ea0a-4715-acbe-730cac1de648 :analysis_name: Toronto_MidR_Elec_New :baseline_system_zones_map_option: NECB_Default :boiler_eff: Viessmann Vitocrossal 300 CT3-17 96.2% Efficient Condensing Gas Boiler :building_type: MidriseApartment :chiller_type: NECB_Default :compute_environment: local_managed_aws_workers :datapoint_id: b9f1fba9-c122-4faa-97dd-d5bd7b46814c :daylighting_type: NECB_Default :dcv_type: CO2_based_DCV :door_construction_cond: NECB_Default :ecm_system_name: HS09_CCASHP_Baseboard :electrical_loads_scale: NECB_Default :epw_file: CAN_ON_Toronto.Pearson.Intl.AP.716240_CWEC2016.epw :erv_package: Plate-All :ext_floor_cond: NECB_Default :ext_roof_cond: '0.183' :ext_wall_cond: '0.21' :fdwr_set: '0.69' :fixed_wind_solar_trans: '0.2' :fixed_window_cond: '2.2' :furnace_eff: NECB 85% Efficient Condensing Gas Furnace :glass_door_cond: NECB_Default :glass_door_solar_trans: NECB_Default :ground_floor_cond: NECB_Default :ground_roof_cond: NECB_Default :ground_wall_cond: NECB_Default :infiltration_scale: NECB_Default :job_id: b9f1fba9-c122-4faa-97dd-d5bd7b46814c :lights_scale: NECB_Default :lights_type: LED :npv_discount_rate: NECB_Default :npv_end_year: NECB_Default :npv_start_year: NECB_Default :nv_delta_temp_in_out: NECB_Default :nv_opening_fraction: NECB_Default :nv_temp_out_min: NECB_Default :nv_type: add_nv :oa_scale: NECB_Default :occupancy_loads_scale: NECB_Default :output_meters: - frequency: hourly name: NaturalGas:Facility - frequency: hourly name: Electricity:Facility - frequency: hourly name: ElectricityNet:Facility - frequency: hourly name: FuelOil#2:Facility :output_variables: [] :overhead_door_cond: NECB_Default :primary_heating_fuel: Electricity :pv_ground_azimuth_angle: NECB_Default :pv_ground_module_description: NECB_Default :pv_ground_tilt_angle: NECB_Default :pv_ground_total_area_pv_panels_m2: NECB_Default :pv_ground_type: NECB_Default :rotation_degrees: '0.0' :run_annual_simulation: true :s3_bucket: '834599497928' :scale_x: 1.0 :scale_y: 1.0 :scale_z: 1.0 :scenario: lhs :shw_eff: Natural Gas Direct Vent with Electric Ignition :shw_scale: NECB_Default :skylight_cond: NECB_Default :skylight_solar_trans: NECB_Default :srr_set: '0.08' :template: NECB2017 | https://s3.console.aws.amazon.com/s3/buckets/834599497928?region=ca-central-1&prefix=nshirzad_frontend/Toronto_MidR_Elec_New/sampling-lhs/run/b9f1fba9-c122-4faa-97dd-d5bd7b46814c/ | 7943ccd4-a3a2-4400-9700-a242932daa66 | b9f1fba9-c122-4faa-97dd-d5bd7b46814c | SUCCEEDED | 497.7764 | 0.17971 | 0.00015214 | 0.00020506 | 15039832 | 0.045514 | 3.8533e-05 | 5.1936e-05 | 3809133.0938 | 109.4909 | 33.256 | 3134.61 | 2325.6934 | 69 | MidriseApartment |  |  | 8 | MidriseApartment | 4 |  | 4 | NECB2017 | 0.24343 | 9553.8375 | 14.6335 | 309.7613 | 52.5989 | 46.3841 | 0 | 26.6071 | 0 | 532.183 | 96.8312 | TORONTO | ONTARIO | 4.1281 | 0 | 0 | 4.1281 | 25.1415 | 0 | 0 | 25.1415 | 0 | 0.049049 | 0 | 0 | 0.4955 | 0.058747 | 0.00024245 | 0.10296 | 0.062764 | 0.038324 | 0 | 0.0014515 | 0.4955 | 0.18196 | 83.4836 | 0 | Electricity | 69 | 0.757 | [5 empty] | 0.183 | 0.21 | 2.2 | 1.9 | 8 | 65.6626 | Toronto Pearson Intl AP | CAN | 382 | 3615 | 43.677 | -79.631 | 5 | 3890 | ON | CAN_AB_Abee.AgDM.712850_CWEC2020.epw | 0.4955 | 959.3377 | 14.6335 | 65.6626 | 38.7372 | 19.9629 | TRUE | FALSE | FALSE | FALSE | 12.4492 | -21.7135 | -1 | 1.5605 | 0.01344 | 570.38 | 0 | 116.1128 | 7.9599 | 0.068553 | 2909.34 | 0.1 | 2025-01-22 17:09:05 -0500 | dc55d9ddb | 0.6.3 | 0.4955 | 1382.25 | 1382.25 | 0 | 0 | 0.07462 | 6.3175e-05 | 8.5149e-05 | 6245087.209 | 0.12912 | 0.00010932 | 0.00014734 | 10806211.1875 | 0.045514 | 3.8533e-05 | 5.1936e-05 | 3809133.0234 | 578 | 0 | 0 | 0 |  | Electricity
0 | NECB_Default | NECB 88% Efficient Condensing Boiler | No_DCV | HS13_ASHP_VRF | Rotary-Existing | 0.162 | 0.278 | 0.5 | 0.2 | 2.4 | NECB_Default | add_nv | NECB_Default | 180 | NECB_Default | 0.05 | lhs | NECB_Default | NECB_Default | MidriseApartment | NECB_Default | NECB_Default | NECB_Default | NECB_Default | CAN_AB_Abee.AgDM.712850_CWEC2020.epw | NECB_Default | NECB_Default | NECB_Default | NECB_Default | NECB_Default | NECB_Default | NECB_Default | NECB_Default | LED | NECB_Default | NECB_Default | NECB_Default | NECB_Default | NECB_Default | NECB_Default | NECB_Default | NECB_Default | NECB_Default | ElectricityHPElecBackup | NECB_Default | NECB_Default | NECB_Default | NECB_Default | 1 | 1 | 1 | NECB_Default | NECB_Default | NECB_Default | NECB2017 | 9292ea36-28ca-4d4c-aeb7-f792053011a4 | f2e12f84-ea0a-4715-acbe-730cac1de648 | Toronto_MidR_Elec_New | local_managed_aws_workers | sampling-lhs | TRUE | 9292ea36-28ca-4d4c-aeb7-f792053011a4 | 834599497928 | :adv_dx_units: NECB_Default :airloop_economizer_type: NECB_Default :algorithm_type: sampling-lhs :analysis_id: f2e12f84-ea0a-4715-acbe-730cac1de648 :analysis_name: Toronto_MidR_Elec_New :baseline_system_zones_map_option: NECB_Default :boiler_eff: NECB 88% Efficient Condensing Boiler :building_type: MidriseApartment :chiller_type: NECB_Default :compute_environment: local_managed_aws_workers :datapoint_id: 9292ea36-28ca-4d4c-aeb7-f792053011a4 :daylighting_type: NECB_Default :dcv_type: No_DCV :door_construction_cond: NECB_Default :ecm_system_name: HS13_ASHP_VRF :electrical_loads_scale: NECB_Default :epw_file: CAN_ON_Toronto.Pearson.Intl.AP.716240_CWEC2016.epw :erv_package: Rotary-Existing :ext_floor_cond: NECB_Default :ext_roof_cond: '0.162' :ext_wall_cond: '0.278' :fdwr_set: '0.5' :fixed_wind_solar_trans: '0.2' :fixed_window_cond: '2.4' :furnace_eff: NECB_Default :glass_door_cond: NECB_Default :glass_door_solar_trans: NECB_Default :ground_floor_cond: NECB_Default :ground_roof_cond: NECB_Default :ground_wall_cond: NECB_Default :infiltration_scale: NECB_Default :job_id: 9292ea36-28ca-4d4c-aeb7-f792053011a4 :lights_scale: NECB_Default :lights_type: LED :npv_discount_rate: NECB_Default :npv_end_year: NECB_Default :npv_start_year: NECB_Default :nv_delta_temp_in_out: NECB_Default :nv_opening_fraction: NECB_Default :nv_temp_out_min: NECB_Default :nv_type: add_nv :oa_scale: NECB_Default :occupancy_loads_scale: NECB_Default :output_meters: - frequency: hourly name: NaturalGas:Facility - frequency: hourly name: Electricity:Facility - frequency: hourly name: ElectricityNet:Facility - frequency: hourly name: FuelOil#2:Facility :output_variables: [] :overhead_door_cond: NECB_Default :primary_heating_fuel: Electricity :pv_ground_azimuth_angle: NECB_Default :pv_ground_module_description: NECB_Default :pv_ground_tilt_angle: NECB_Default :pv_ground_total_area_pv_panels_m2: NECB_Default :pv_ground_type: add_pv_ground :rotation_degrees: '180.0' :run_annual_simulation: true :s3_bucket: '834599497928' :scale_x: 1.0 :scale_y: 1.0 :scale_z: 1.0 :scenario: lhs :shw_eff: NECB_Default :shw_scale: NECB_Default :skylight_cond: NECB_Default :skylight_solar_trans: NECB_Default :srr_set: '0.05' :template: NECB2017 | https://s3.console.aws.amazon.com/s3/buckets/834599497928?region=ca-central-1&prefix=nshirzad_frontend/Toronto_MidR_Elec_New/sampling-lhs/run/9292ea36-28ca-4d4c-aeb7-f792053011a4/ | a28d7dc5-8037-41cb-958a-7c1001908957 | 9292ea36-28ca-4d4c-aeb7-f792053011a4 | SUCCEEDED | 511.6285 | 0.35148 | 0.00029758 | 0.00040108 | 29416233.75 | 0.053316 | 4.5139e-05 | 6.0838e-05 | 4462081.6875 | 82.4762 | 33.2905 | 3134.61 | 2325.6934 | 50 | MidriseApartment |  |  | 5 | MidriseApartment | 4 |  | 4 | NECB2017 | 0.24343 | 9553.8375 | 10.3804 | 269.7442 | 169.8722 | 46.3841 | 0 | 26.6071 | 0 | 887.8601 | 66.4379 | TORONTO | ONTARIO | 3.3626 | 0 | 0 | 3.3626 | 20.479 | 0 | 0 | 20.479 | 0 | 0.030291 | 0 | 0 | 0.40361 | 0.012448 | 0.0056084 | 0.070762 | 0.062764 | 0.038324 | 0 | 0.0014515 | 0.40361 | 0.18196 | 65.0804 | 0 | Electricity | 50 | 0.757 | [5 empty] | 0.162 | 0.278 | 2.4 | 1.9 | 5 | 50.3438 | Toronto Pearson Intl AP | CAN | 382 | 3615 | 43.677 | -79.631 | 5 | 3890 | ON | CAN_AB_Abee.AgDM.712850_CWEC2020.epw | 0.20397 | 1063.6971 | 10.3804 | 50.3438 | 38.7373 | 19.9629 | TRUE | TRUE | TRUE | FALSE | 12.4492 | -21.7135 | -1 | 1.5605 | 0.01344 | 570.38 | 0 | 116.1128 | 7.9599 | 0.068553 | 2909.34 | 0.1 | 2025-01-22 17:09:17 -0500 | dc55d9ddb | 0.6.3 | 0.40361 | 10.25 | 10.25 | 0 | 0 | 0.07462 | 6.3175e-05 | 8.5149e-05 | 6245087.209 | 0.25254 | 0.0002138 | 0.00028817 | 21135246 | 0.053316 | 4.5139e-05 | 6.0838e-05 | 4462081.5625 | 485 | 0 | 0 | 0 |  | Electricity
0 | DifferentialEnthalpy | Viessmann Vitocrossal 300 CT3-17 96.2% Efficient Condensing Gas Boiler | No_DCV | HS11_ASHP_PTHP | Plate-Existing | 0.121 | 0.183 | 0.5 | 0.4 | 1.6 | NECB 85% Efficient Condensing Gas Furnace | add_nv | NECB_Default | 359 | Natural Gas Direct Vent with Electric Ignition | 0.03 | lhs | NECB_Default | NECB_Default | MidriseApartment | NECB_Default | NECB_Default | NECB_Default | NECB_Default | CAN_AB_Abee.AgDM.712850_CWEC2020.epw | NECB_Default | NECB_Default | NECB_Default | NECB_Default | NECB_Default | NECB_Default | NECB_Default | NECB_Default | LED | NECB_Default | NECB_Default | NECB_Default | NECB_Default | NECB_Default | NECB_Default | NECB_Default | NECB_Default | NECB_Default | ElectricityHPElecBackup | NECB_Default | NECB_Default | NECB_Default | NECB_Default | 1 | 1 | 1 | NECB_Default | NECB_Default | NECB_Default | NECB2017 | 1344ea0f-9526-4bda-8ff5-d1b85acc3a80 | f2e12f84-ea0a-4715-acbe-730cac1de648 | Toronto_MidR_Elec_New | local_managed_aws_workers | sampling-lhs | TRUE | 1344ea0f-9526-4bda-8ff5-d1b85acc3a80 | 834599497928 | :adv_dx_units: NECB_Default :airloop_economizer_type: DifferentialEnthalpy :algorithm_type: sampling-lhs :analysis_id: f2e12f84-ea0a-4715-acbe-730cac1de648 :analysis_name: Toronto_MidR_Elec_New :baseline_system_zones_map_option: NECB_Default :boiler_eff: Viessmann Vitocrossal 300 CT3-17 96.2% Efficient Condensing Gas Boiler :building_type: MidriseApartment :chiller_type: NECB_Default :compute_environment: local_managed_aws_workers :datapoint_id: 1344ea0f-9526-4bda-8ff5-d1b85acc3a80 :daylighting_type: NECB_Default :dcv_type: No_DCV :door_construction_cond: NECB_Default :ecm_system_name: HS11_ASHP_PTHP :electrical_loads_scale: NECB_Default :epw_file: CAN_ON_Toronto.Pearson.Intl.AP.716240_CWEC2016.epw :erv_package: Plate-Existing :ext_floor_cond: NECB_Default :ext_roof_cond: '0.121' :ext_wall_cond: '0.183' :fdwr_set: '0.5' :fixed_wind_solar_trans: '0.4' :fixed_window_cond: '1.6' :furnace_eff: NECB 85% Efficient Condensing Gas Furnace :glass_door_cond: NECB_Default :glass_door_solar_trans: NECB_Default :ground_floor_cond: NECB_Default :ground_roof_cond: NECB_Default :ground_wall_cond: NECB_Default :infiltration_scale: NECB_Default :job_id: 1344ea0f-9526-4bda-8ff5-d1b85acc3a80 :lights_scale: NECB_Default :lights_type: LED :npv_discount_rate: NECB_Default :npv_end_year: NECB_Default :npv_start_year: NECB_Default :nv_delta_temp_in_out: NECB_Default :nv_opening_fraction: NECB_Default :nv_temp_out_min: NECB_Default :nv_type: add_nv :oa_scale: NECB_Default :occupancy_loads_scale: NECB_Default :output_meters: - frequency: hourly name: NaturalGas:Facility - frequency: hourly name: Electricity:Facility - frequency: hourly name: ElectricityNet:Facility - frequency: hourly name: FuelOil#2:Facility :output_variables: [] :overhead_door_cond: NECB_Default :primary_heating_fuel: Electricity :pv_ground_azimuth_angle: NECB_Default :pv_ground_module_description: NECB_Default :pv_ground_tilt_angle: NECB_Default :pv_ground_total_area_pv_panels_m2: NECB_Default :pv_ground_type: NECB_Default :rotation_degrees: '359.0' :run_annual_simulation: true :s3_bucket: '834599497928' :scale_x: 1.0 :scale_y: 1.0 :scale_z: 1.0 :scenario: lhs :shw_eff: Natural Gas Direct Vent with Electric Ignition :shw_scale: NECB_Default :skylight_cond: NECB_Default :skylight_solar_trans: NECB_Default :srr_set: '0.03' :template: NECB2017 | https://s3.console.aws.amazon.com/s3/buckets/834599497928?region=ca-central-1&prefix=nshirzad_frontend/Toronto_MidR_Elec_New/sampling-lhs/run/1344ea0f-9526-4bda-8ff5-d1b85acc3a80/ | 018819c5-dfed-48e5-b537-524194503cf9 | 1344ea0f-9526-4bda-8ff5-d1b85acc3a80 | SUCCEEDED | 810.611 | 0.42861 | 0.00036287 | 0.00048909 | 35871129 | 0.027596 | 2.3363e-05 | 3.1489e-05 | 2309521.7812 | 101.651 | 44.4128 | 3134.61 | 2325.6934 | 50 | MidriseApartment |  |  | 3 | MidriseApartment | 4 |  | 4 | NECB2017 | 0.24343 | 9553.8375 | 13.8546 | 382.4827 | 86.0751 | 46.3841 | 0 | 26.6071 | 0 | 607.9873 | 66.4379 | TORONTO | ONTARIO | 3.8988 | 0 | 0 | 3.8988 | 23.7451 | 0 | 0 | 23.7451 | 0 | 0.06255 | 0 | 0 | 0.46798 | 0.015058 | 0.00094749 | 0.10492 | 0.062764 | 0.038324 | 0 | 0.0014515 | 0.46798 | 0.18196 | 73.2619 | 0 | Electricity | 50 | 0.757 | [5 empty] | 0.121 | 0.183 | 1.6 | 1.9 | 3 | 55.7077 | Toronto Pearson Intl AP | CAN | 382 | 3615 | 43.677 | -79.631 | 5 | 3890 | ON | CAN_AB_Abee.AgDM.712850_CWEC2020.epw | 0.46797 | 1011.4117 | 13.8546 | 55.7077 | 38.7373 | 19.9629 | TRUE | FALSE | FALSE | FALSE | 12.4492 | -21.7135 | -1 | 1.5605 | 0.01344 | 570.38 | 0 | 116.1128 | 7.9599 | 0.068553 | 2909.34 | 0.1 | 2025-01-22 16:58:58 -0500 | dc55d9ddb | 0.6.3 | 0.46798 | 92.5 | 92.5 | 0.25 | 0.25 | 0.07462 | 6.3175e-05 | 8.5149e-05 | 6245087.209 | 0.30795 | 0.00026072 | 0.0003514 | 25772961 | 0.027596 | 2.3363e-05 | 3.1489e-05 | 2309521.8398 | 562 | 0 | 0 | 0 |  | Electricity
0 | DifferentialEnthalpy | Viessmann Vitocrossal 300 CT3-17 96.2% Efficient Condensing Gas Boiler | CO2_based_DCV | HS13_ASHP_VRF | Plate-Existing | 0.193 | 0.278 | 0.1 | 0.5 | 2.2 | NECB 85% Efficient Condensing Gas Furnace | add_nv | NECB_Default | 0 | Natural Gas Direct Vent with Electric Ignition | 0.03 | lhs | NECB_Default | NECB_Default | MidriseApartment | NECB_Default | NECB_Default | NECB_Default | NECB_Default | CAN_AB_Abee.AgDM.712850_CWEC2020.epw | NECB_Default | NECB_Default | NECB_Default | NECB_Default | NECB_Default | NECB_Default | NECB_Default | NECB_Default | LED | NECB_Default | NECB_Default | NECB_Default | NECB_Default | NECB_Default | NECB_Default | NECB_Default | NECB_Default | NECB_Default | ElectricityHPElecBackup | NECB_Default | NECB_Default | NECB_Default | NECB_Default | 1 | 1 | 1 | NECB_Default | NECB_Default | NECB_Default | NECB2017 | 4966b670-f6dc-42ae-8a63-ad2beddbdbf3 | f2e12f84-ea0a-4715-acbe-730cac1de648 | Toronto_MidR_Elec_New | local_managed_aws_workers | sampling-lhs | TRUE | 4966b670-f6dc-42ae-8a63-ad2beddbdbf3 | 834599497928 | :adv_dx_units: NECB_Default :airloop_economizer_type: DifferentialEnthalpy :algorithm_type: sampling-lhs :analysis_id: f2e12f84-ea0a-4715-acbe-730cac1de648 :analysis_name: Toronto_MidR_Elec_New :baseline_system_zones_map_option: NECB_Default :boiler_eff: Viessmann Vitocrossal 300 CT3-17 96.2% Efficient Condensing Gas Boiler :building_type: MidriseApartment :chiller_type: NECB_Default :compute_environment: local_managed_aws_workers :datapoint_id: 4966b670-f6dc-42ae-8a63-ad2beddbdbf3 :daylighting_type: NECB_Default :dcv_type: CO2_based_DCV :door_construction_cond: NECB_Default :ecm_system_name: HS13_ASHP_VRF :electrical_loads_scale: NECB_Default :epw_file: CAN_ON_Toronto.Pearson.Intl.AP.716240_CWEC2016.epw :erv_package: Plate-Existing :ext_floor_cond: NECB_Default :ext_roof_cond: '0.193' :ext_wall_cond: '0.278' :fdwr_set: '0.1' :fixed_wind_solar_trans: '0.5' :fixed_window_cond: '2.2' :furnace_eff: NECB 85% Efficient Condensing Gas Furnace :glass_door_cond: NECB_Default :glass_door_solar_trans: NECB_Default :ground_floor_cond: NECB_Default :ground_roof_cond: NECB_Default :ground_wall_cond: NECB_Default :infiltration_scale: NECB_Default :job_id: 4966b670-f6dc-42ae-8a63-ad2beddbdbf3 :lights_scale: NECB_Default :lights_type: LED :npv_discount_rate: NECB_Default :npv_end_year: NECB_Default :npv_start_year: NECB_Default :nv_delta_temp_in_out: NECB_Default :nv_opening_fraction: NECB_Default :nv_temp_out_min: NECB_Default :nv_type: add_nv :oa_scale: NECB_Default :occupancy_loads_scale: NECB_Default :output_meters: - frequency: hourly name: NaturalGas:Facility - frequency: hourly name: Electricity:Facility - frequency: hourly name: ElectricityNet:Facility - frequency: hourly name: FuelOil#2:Facility :output_variables: [] :overhead_door_cond: NECB_Default :primary_heating_fuel: Electricity :pv_ground_azimuth_angle: NECB_Default :pv_ground_module_description: NECB_Default :pv_ground_tilt_angle: NECB_Default :pv_ground_total_area_pv_panels_m2: NECB_Default :pv_ground_type: NECB_Default :rotation_degrees: '0.0' :run_annual_simulation: true :s3_bucket: '834599497928' :scale_x: 1.0 :scale_y: 1.0 :scale_z: 1.0 :scenario: lhs :shw_eff: Natural Gas Direct Vent with Electric Ignition :shw_scale: NECB_Default :skylight_cond: NECB_Default :skylight_solar_trans: NECB_Default :srr_set: '0.03' :template: NECB2017 | https://s3.console.aws.amazon.com/s3/buckets/834599497928?region=ca-central-1&prefix=nshirzad_frontend/Toronto_MidR_Elec_New/sampling-lhs/run/4966b670-f6dc-42ae-8a63-ad2beddbdbf3/ | 3edb3c36-387c-4f8a-aa16-a2d88162454a | 4966b670-f6dc-42ae-8a63-ad2beddbdbf3 | SUCCEEDED | 752.2217 | 0.13754 | 0.00011644 | 0.00015694 | 11510668.875 | 0.052203 | 4.4197e-05 | 5.9569e-05 | 4368966.2656 | 71.2626 | 14.0944 | 3134.61 | 2325.6934 | 10 | MidriseApartment |  |  | 3 | MidriseApartment | 4 |  | 4 | NECB2017 | 0.24343 | 9553.8375 | 7.5926 | 244.5979 | 146.0163 | 46.3841 | 0 | 26.6071 | 0 | 542.998 | 79.393 | TORONTO | ONTARIO | 2.9805 | 0 | 0 | 2.9805 | 18.152 | 0 | 0 | 18.152 | 0 | 0.029816 | 0 | 0 | 0.35774 | 0.011864 | 0.00011166 | 0.031455 | 0.062764 | 0.038324 | 0 | 0.0014515 | 0.35774 | 0.18196 | 54.9531 | 0 | Electricity | 10 | 0.757 | [5 empty] | 0.193 | 0.278 | 2.2 | 1.9 | 3 | 40.5311 | Toronto Pearson Intl AP | CAN | 382 | 3615 | 43.677 | -79.631 | 5 | 3890 | ON | CAN_AB_Abee.AgDM.712850_CWEC2020.epw | 0.35774 | 851.3961 | 7.5926 | 40.5311 | 38.7372 | 19.9629 | TRUE | TRUE | TRUE | FALSE | 12.4492 | -21.7135 | -1 | 1.5605 | 0.01344 | 570.37 | 0 | 116.1128 | 7.9599 | 0.068553 | 2909.34 | 0.1 | 2025-01-22 17:01:23 -0500 | dc55d9ddb | 0.6.3 | 0.35774 | 48 | 48 | 0 | 0 | 0.07462 | 6.3175e-05 | 8.5149e-05 | 6245087.209 | 0.09882 | 8.3664e-05 | 0.00011276 | 8270427.6406 | 0.052203 | 4.4197e-05 | 5.9569e-05 | 4368966.3203 | 515 | 0 | 0 | 0 |  | Electricity
0 | DifferentialEnthalpy | NECB_Default | CO2_based_DCV | HS09_CCASHP_Baseboard | Rotary-Existing | 0.162 | 0.247 | 0.4 | 0.3 | 2.2 | NECB 85% Efficient Condensing Gas Furnace | NECB_Default | NECB_Default | 90 | NECB_Default | 0.08 | lhs | NECB_Default | NECB_Default | MidriseApartment | NECB_Default | NECB_Default | NECB_Default | NECB_Default | CAN_AB_Abee.AgDM.712850_CWEC2020.epw | NECB_Default | NECB_Default | NECB_Default | NECB_Default | NECB_Default | NECB_Default | NECB_Default | NECB_Default | LED | NECB_Default | NECB_Default | NECB_Default | NECB_Default | NECB_Default | NECB_Default | NECB_Default | NECB_Default | NECB_Default | ElectricityHPElecBackup | NECB_Default | NECB_Default | NECB_Default | NECB_Default | 1 | 1 | 1 | NECB_Default | NECB_Default | NECB_Default | NECB2017 | 563b5428-e28e-4d0c-a1c1-8cb5ebfe8b49 | f2e12f84-ea0a-4715-acbe-730cac1de648 | Toronto_MidR_Elec_New | local_managed_aws_workers | sampling-lhs | TRUE | 563b5428-e28e-4d0c-a1c1-8cb5ebfe8b49 | 834599497928 | :adv_dx_units: NECB_Default :airloop_economizer_type: DifferentialEnthalpy :algorithm_type: sampling-lhs :analysis_id: f2e12f84-ea0a-4715-acbe-730cac1de648 :analysis_name: Toronto_MidR_Elec_New :baseline_system_zones_map_option: NECB_Default :boiler_eff: NECB_Default :building_type: MidriseApartment :chiller_type: NECB_Default :compute_environment: local_managed_aws_workers :datapoint_id: 563b5428-e28e-4d0c-a1c1-8cb5ebfe8b49 :daylighting_type: NECB_Default :dcv_type: CO2_based_DCV :door_construction_cond: NECB_Default :ecm_system_name: HS09_CCASHP_Baseboard :electrical_loads_scale: NECB_Default :epw_file: CAN_ON_Toronto.Pearson.Intl.AP.716240_CWEC2016.epw :erv_package: Rotary-Existing :ext_floor_cond: NECB_Default :ext_roof_cond: '0.162' :ext_wall_cond: '0.247' :fdwr_set: '0.4' :fixed_wind_solar_trans: '0.3' :fixed_window_cond: '2.2' :furnace_eff: NECB 85% Efficient Condensing Gas Furnace :glass_door_cond: NECB_Default :glass_door_solar_trans: NECB_Default :ground_floor_cond: NECB_Default :ground_roof_cond: NECB_Default :ground_wall_cond: NECB_Default :infiltration_scale: NECB_Default :job_id: 563b5428-e28e-4d0c-a1c1-8cb5ebfe8b49 :lights_scale: NECB_Default :lights_type: LED :npv_discount_rate: NECB_Default :npv_end_year: NECB_Default :npv_start_year: NECB_Default :nv_delta_temp_in_out: NECB_Default :nv_opening_fraction: NECB_Default :nv_temp_out_min: NECB_Default :nv_type: NECB_Default :oa_scale: NECB_Default :occupancy_loads_scale: NECB_Default :output_meters: - frequency: hourly name: NaturalGas:Facility - frequency: hourly name: Electricity:Facility - frequency: hourly name: ElectricityNet:Facility - frequency: hourly name: FuelOil#2:Facility :output_variables: [] :overhead_door_cond: NECB_Default :primary_heating_fuel: Electricity :pv_ground_azimuth_angle: NECB_Default :pv_ground_module_description: NECB_Default :pv_ground_tilt_angle: NECB_Default :pv_ground_total_area_pv_panels_m2: NECB_Default :pv_ground_type: NECB_Default :rotation_degrees: '90.0' :run_annual_simulation: true :s3_bucket: '834599497928' :scale_x: 1.0 :scale_y: 1.0 :scale_z: 1.0 :scenario: lhs :shw_eff: NECB_Default :shw_scale: NECB_Default :skylight_cond: NECB_Default :skylight_solar_trans: NECB_Default :srr_set: '0.08' :template: NECB2017 | https://s3.console.aws.amazon.com/s3/buckets/834599497928?region=ca-central-1&prefix=nshirzad_frontend/Toronto_MidR_Elec_New/sampling-lhs/run/563b5428-e28e-4d0c-a1c1-8cb5ebfe8b49/ | d4edb134-67b4-4931-8471-e2a401dcccdb | 563b5428-e28e-4d0c-a1c1-8cb5ebfe8b49 | SUCCEEDED | 515.8599 | 0.29082 | 0.00024622 | 0.00033185 | 24339248.5 | 0 | 0 | 0 | 0 | 97.8963 | 19.2794 | 3134.61 | 2325.6934 | 40 | MidriseApartment |  |  | 8 | MidriseApartment | 4 |  | 4 | NECB2017 | 0.24343 | 9553.8375 | 14.0156 | 286.9116 | 53.1278 | 46.3841 | 0 | 26.6071 | 0 | 484.0602 | 71.0299 | TORONTO | ONTARIO | 3.7821 | 0 | 0 | 3.7821 | 23.0338 | 0 | 0 | 23.0338 | 0 | 0.056521 | 0 | 0 | 0.45396 | 0.058291 | 0.00044344 | 0.054205 | 0.062764 | 0.038324 | 0 | 0.0014515 | 0.45396 | 0.18196 | 73.5541 | 0 | Electricity | 40 | 0.757 | [5 empty] | 0.162 | 0.247 | 2.2 | 1.9 | 8 | 55.0602 | Toronto Pearson Intl AP | CAN | 382 | 3615 | 43.677 | -79.631 | 5 | 3890 | ON | CAN_AB_Abee.AgDM.712850_CWEC2020.epw | 0.45396 | 875.4049 | 14.0156 | 55.0602 | 38.7372 | 19.9629 | TRUE | FALSE | TRUE | FALSE | 12.4492 | -21.7135 | -1 | 1.5605 | 0.01344 | 570.37 | 0 | 116.1128 | 7.9599 | 0.068553 | 2909.34 | 0.1 | 2025-01-22 17:06:48 -0500 | dc55d9ddb | 0.6.3 | 0.45396 | 965.75 | 965.75 | 0 | 0 | 0.07462 | 6.3175e-05 | 8.5149e-05 | 6245087.209 | 0.20895 | 0.00017691 | 0.00023844 | 17487604.5312 | 0 | 0 | 0 | 0 | 202 | 0 | 0 | 0 |  | Electricity
0 | DifferentialEnthalpy | Viessmann Vitocrossal 300 CT3-17 96.2% Efficient Condensing Gas Boiler | No_DCV | HS08_CCASHP_VRF | Plate-All | 0.193 | 0.247 | 0.2 | 0.2 | 1.6 | NECB_Default | add_nv | NECB_Default | 270 | Natural Gas Power Vent with Electric Ignition | 0.05 | lhs | NECB_Default | NECB_Default | MidriseApartment | NECB_Default | NECB_Default | NECB_Default | NECB_Default | CAN_AB_Abee.AgDM.712850_CWEC2020.epw | NECB_Default | NECB_Default | NECB_Default | NECB_Default | NECB_Default | NECB_Default | NECB_Default | NECB_Default | LED | NECB_Default | NECB_Default | NECB_Default | NECB_Default | NECB_Default | NECB_Default | NECB_Default | NECB_Default | NECB_Default | ElectricityHPElecBackup | NECB_Default | NECB_Default | NECB_Default | NECB_Default | 1 | 1 | 1 | NECB_Default | NECB_Default | NECB_Default | NECB2017 | 5952fe8b-3536-404d-b912-aa1c55713ebe | f2e12f84-ea0a-4715-acbe-730cac1de648 | Toronto_MidR_Elec_New | local_managed_aws_workers | sampling-lhs | TRUE | 5952fe8b-3536-404d-b912-aa1c55713ebe | 834599497928 | :adv_dx_units: NECB_Default :airloop_economizer_type: DifferentialEnthalpy :algorithm_type: sampling-lhs :analysis_id: f2e12f84-ea0a-4715-acbe-730cac1de648 :analysis_name: Toronto_MidR_Elec_New :baseline_system_zones_map_option: NECB_Default :boiler_eff: Viessmann Vitocrossal 300 CT3-17 96.2% Efficient Condensing Gas Boiler :building_type: MidriseApartment :chiller_type: NECB_Default :compute_environment: local_managed_aws_workers :datapoint_id: 5952fe8b-3536-404d-b912-aa1c55713ebe :daylighting_type: NECB_Default :dcv_type: No_DCV :door_construction_cond: NECB_Default :ecm_system_name: HS08_CCASHP_VRF :electrical_loads_scale: NECB_Default :epw_file: CAN_ON_Toronto.Pearson.Intl.AP.716240_CWEC2016.epw :erv_package: Plate-All :ext_floor_cond: NECB_Default :ext_roof_cond: '0.193' :ext_wall_cond: '0.247' :fdwr_set: '0.2' :fixed_wind_solar_trans: '0.2' :fixed_window_cond: '1.6' :furnace_eff: NECB_Default :glass_door_cond: NECB_Default :glass_door_solar_trans: NECB_Default :ground_floor_cond: NECB_Default :ground_roof_cond: NECB_Default :ground_wall_cond: NECB_Default :infiltration_scale: NECB_Default :job_id: 5952fe8b-3536-404d-b912-aa1c55713ebe :lights_scale: NECB_Default :lights_type: LED :npv_discount_rate: NECB_Default :npv_end_year: NECB_Default :npv_start_year: NECB_Default :nv_delta_temp_in_out: NECB_Default :nv_opening_fraction: NECB_Default :nv_temp_out_min: NECB_Default :nv_type: add_nv :oa_scale: NECB_Default :occupancy_loads_scale: NECB_Default :output_meters: - frequency: hourly name: NaturalGas:Facility - frequency: hourly name: Electricity:Facility - frequency: hourly name: ElectricityNet:Facility - frequency: hourly name: FuelOil#2:Facility :output_variables: [] :overhead_door_cond: NECB_Default :primary_heating_fuel: Electricity :pv_ground_azimuth_angle: NECB_Default :pv_ground_module_description: NECB_Default :pv_ground_tilt_angle: NECB_Default :pv_ground_total_area_pv_panels_m2: NECB_Default :pv_ground_type: NECB_Default :rotation_degrees: '270.0' :run_annual_simulation: true :s3_bucket: '834599497928' :scale_x: 1.0 :scale_y: 1.0 :scale_z: 1.0 :scenario: lhs :shw_eff: Natural Gas Power Vent with Electric Ignition :shw_scale: NECB_Default :skylight_cond: NECB_Default :skylight_solar_trans: NECB_Default :srr_set: '0.05' :template: NECB2017 | https://s3.console.aws.amazon.com/s3/buckets/834599497928?region=ca-central-1&prefix=nshirzad_frontend/Toronto_MidR_Elec_New/sampling-lhs/run/5952fe8b-3536-404d-b912-aa1c55713ebe/ | 90612de1-e0f8-4a39-b097-540c8ff2240b | 5952fe8b-3536-404d-b912-aa1c55713ebe | SUCCEEDED | 544.2128 | 0.34979 | 0.00029614 | 0.00039914 | 29274506.5 | 0.051185 | 4.3334e-05 | 5.8407e-05 | 4283741.7969 | 83.2276 | 42.9169 | 3134.61 | 2325.6934 | 20 | MidriseApartment |  |  | 5 | MidriseApartment | 4 |  | 4 | NECB2017 | 0.24343 | 9553.8375 | 8.2191 | 291.4838 | 146.8061 | 46.3841 | 0 | 26.6071 | 0 | 587.9832 | 76.702 | TORONTO | ONTARIO | 3.3404 | 0 | 0 | 3.3404 | 20.3442 | 0 | 0 | 20.3442 | 0 | 0.029793 | 0 | 0 | 0.40095 | 0.011963 | 0.00024564 | 0.074453 | 0.062764 | 0.038324 | 0 | 0.0014515 | 0.40095 | 0.18196 | 56.3153 | 0 | Electricity | 20 | 0.757 | [5 empty] | 0.193 | 0.247 | 1.6 | 1.9 | 5 | 41.8869 | Toronto Pearson Intl AP | CAN | 382 | 3615 | 43.677 | -79.631 | 5 | 3890 | ON | CAN_AB_Abee.AgDM.712850_CWEC2020.epw | 0.40095 | 933.6315 | 8.2191 | 41.8869 | 38.7373 | 19.9629 | TRUE | TRUE | FALSE | FALSE | 12.4492 | -21.7135 | -1 | 1.5605 | 0.01344 | 570.37 | 0 | 116.1128 | 7.9599 | 0.068553 | 2909.34 | 0.1 | 2025-01-22 17:08:20 -0500 | dc55d9ddb | 0.6.3 | 0.40095 | 0 | 0 | 0 | 0 | 0.07462 | 6.3175e-05 | 8.5149e-05 | 6245087.209 | 0.25132 | 0.00021277 | 0.00028678 | 21033416.25 | 0.051185 | 4.3334e-05 | 5.8407e-05 | 4283741.75 | 484 | 0 | 0 | 0 |  | Electricity
0 | DifferentialEnthalpy | NECB 88% Efficient Condensing Boiler | No_DCV | HS13_ASHP_VRF | Plate-All | 0.193 | 0.247 | 0.1 | 0.5 | 2.2 | NECB 85% Efficient Condensing Gas Furnace | add_nv | NECB_Default | 180 | Natural Gas Power Vent with Electric Ignition | 0.08 | lhs | NECB_Default | NECB_Default | MidriseApartment | NECB_Default | NECB_Default | NECB_Default | NECB_Default | CAN_AB_Abee.AgDM.712850_CWEC2020.epw | NECB_Default | NECB_Default | NECB_Default | NECB_Default | NECB_Default | NECB_Default | NECB_Default | NECB_Default | LED | NECB_Default | NECB_Default | NECB_Default | NECB_Default | NECB_Default | NECB_Default | NECB_Default | NECB_Default | NECB_Default | ElectricityHPElecBackup | NECB_Default | NECB_Default | NECB_Default | NECB_Default | 1 | 1 | 1 | NECB_Default | NECB_Default | NECB_Default | NECB2017 | 2287f935-98fd-4c4a-93a1-e82f17310d1e | f2e12f84-ea0a-4715-acbe-730cac1de648 | Toronto_MidR_Elec_New | local_managed_aws_workers | sampling-lhs | TRUE | 2287f935-98fd-4c4a-93a1-e82f17310d1e | 834599497928 | :adv_dx_units: NECB_Default :airloop_economizer_type: DifferentialEnthalpy :algorithm_type: sampling-lhs :analysis_id: f2e12f84-ea0a-4715-acbe-730cac1de648 :analysis_name: Toronto_MidR_Elec_New :baseline_system_zones_map_option: NECB_Default :boiler_eff: NECB 88% Efficient Condensing Boiler :building_type: MidriseApartment :chiller_type: NECB_Default :compute_environment: local_managed_aws_workers :datapoint_id: 2287f935-98fd-4c4a-93a1-e82f17310d1e :daylighting_type: NECB_Default :dcv_type: No_DCV :door_construction_cond: NECB_Default :ecm_system_name: HS13_ASHP_VRF :electrical_loads_scale: NECB_Default :epw_file: CAN_ON_Toronto.Pearson.Intl.AP.716240_CWEC2016.epw :erv_package: Plate-All :ext_floor_cond: NECB_Default :ext_roof_cond: '0.193' :ext_wall_cond: '0.247' :fdwr_set: '0.1' :fixed_wind_solar_trans: '0.5' :fixed_window_cond: '2.2' :furnace_eff: NECB 85% Efficient Condensing Gas Furnace :glass_door_cond: NECB_Default :glass_door_solar_trans: NECB_Default :ground_floor_cond: NECB_Default :ground_roof_cond: NECB_Default :ground_wall_cond: NECB_Default :infiltration_scale: NECB_Default :job_id: 2287f935-98fd-4c4a-93a1-e82f17310d1e :lights_scale: NECB_Default :lights_type: LED :npv_discount_rate: NECB_Default :npv_end_year: NECB_Default :npv_start_year: NECB_Default :nv_delta_temp_in_out: NECB_Default :nv_opening_fraction: NECB_Default :nv_temp_out_min: NECB_Default :nv_type: add_nv :oa_scale: NECB_Default :occupancy_loads_scale: NECB_Default :output_meters: - frequency: hourly name: NaturalGas:Facility - frequency: hourly name: Electricity:Facility - frequency: hourly name: ElectricityNet:Facility - frequency: hourly name: FuelOil#2:Facility :output_variables: [] :overhead_door_cond: NECB_Default :primary_heating_fuel: Electricity :pv_ground_azimuth_angle: NECB_Default :pv_ground_module_description: NECB_Default :pv_ground_tilt_angle: NECB_Default :pv_ground_total_area_pv_panels_m2: NECB_Default :pv_ground_type: NECB_Default :rotation_degrees: '180.0' :run_annual_simulation: true :s3_bucket: '834599497928' :scale_x: 1.0 :scale_y: 1.0 :scale_z: 1.0 :scenario: lhs :shw_eff: Natural Gas Power Vent with Electric Ignition :shw_scale: NECB_Default :skylight_cond: NECB_Default :skylight_solar_trans: NECB_Default :srr_set: '0.08' :template: NECB2017 | https://s3.console.aws.amazon.com/s3/buckets/834599497928?region=ca-central-1&prefix=nshirzad_frontend/Toronto_MidR_Elec_New/sampling-lhs/run/2287f935-98fd-4c4a-93a1-e82f17310d1e/ | 0b5be82d-0156-443d-8aa8-d155d3a6e5c3 | 2287f935-98fd-4c4a-93a1-e82f17310d1e | SUCCEEDED | 814.7422 | 0.34806 | 0.00029468 | 0.00039717 | 29129982.75 | 0.051605 | 4.369e-05 | 5.8886e-05 | 4318878.7344 | 90.4853 | 40.8034 | 3134.61 | 2325.6934 | 10 | MidriseApartment |  |  | 8 | MidriseApartment | 4 |  | 4 | NECB2017 | 0.24343 | 9553.8375 | 9.3091 | 255.2209 | 173.68 | 46.3841 | 0 | 26.6071 | 0 | 568.3304 | 66.4379 | TORONTO | ONTARIO | 3.5582 | 0 | 0 | 3.5582 | 21.6704 | 0 | 0 | 21.6704 | 0 | 0.035915 | 0 | 0 | 0.42708 | 0.012053 | 0.00024883 | 0.094369 | 0.062764 | 0.038324 | 0 | 0.0014515 | 0.42708 | 0.18196 | 55.3068 | 0 | Electricity | 10 | 0.757 | [5 empty] | 0.193 | 0.247 | 2.2 | 1.9 | 8 | 40.8429 | Toronto Pearson Intl AP | CAN | 382 | 3615 | 43.677 | -79.631 | 5 | 3890 | ON | CAN_AB_Abee.AgDM.712850_CWEC2020.epw | 0.42708 | 936.5046 | 9.3091 | 40.8429 | 38.7372 | 19.9628 | TRUE | TRUE | FALSE | FALSE | 12.4492 | -21.7135 | -1 | 1.5605 | 0.01344 | 570.37 | 0 | 116.1128 | 7.9599 | 0.068553 | 2909.34 | 0.1 | 2025-01-22 17:16:20 -0500 | dc55d9ddb | 0.6.3 | 0.42708 | 64.5 | 64.5 | 0 | 0 | 0.07462 | 6.3175e-05 | 8.5149e-05 | 6245087.209 | 0.25008 | 0.00021172 | 0.00028537 | 20929593.1875 | 0.051605 | 4.369e-05 | 5.8886e-05 | 4318878.6719 | 486 | 0 | 0 | 0 |  | Electricity
0 | DifferentialEnthalpy | Viessmann Vitocrossal 300 CT3-17 96.2% Efficient Condensing Gas Boiler | No_DCV | HS13_ASHP_VRF | Rotary-Existing | 0.121 | 0.247 | 0.5 | 0.4 | 2.2 | NECB_Default | NECB_Default | NECB_Default | 180 | Natural Gas Direct Vent with Electric Ignition | 0.05 | lhs | NECB_Default | NECB_Default | MidriseApartment | NECB_Default | NECB_Default | NECB_Default | NECB_Default | CAN_AB_Abee.AgDM.712850_CWEC2020.epw | NECB_Default | NECB_Default | NECB_Default | NECB_Default | NECB_Default | NECB_Default | NECB_Default | NECB_Default | LED | NECB_Default | NECB_Default | NECB_Default | NECB_Default | NECB_Default | NECB_Default | NECB_Default | NECB_Default | NECB_Default | ElectricityHPElecBackup | NECB_Default | NECB_Default | NECB_Default | NECB_Default | 1 | 1 | 1 | NECB_Default | NECB_Default | NECB_Default | NECB2017 | 85e3b39e-a439-4856-ae4d-4643d31cb506 | f2e12f84-ea0a-4715-acbe-730cac1de648 | Toronto_MidR_Elec_New | local_managed_aws_workers | sampling-lhs | TRUE | 85e3b39e-a439-4856-ae4d-4643d31cb506 | 834599497928 | :adv_dx_units: NECB_Default :airloop_economizer_type: DifferentialEnthalpy :algorithm_type: sampling-lhs :analysis_id: f2e12f84-ea0a-4715-acbe-730cac1de648 :analysis_name: Toronto_MidR_Elec_New :baseline_system_zones_map_option: NECB_Default :boiler_eff: Viessmann Vitocrossal 300 CT3-17 96.2% Efficient Condensing Gas Boiler :building_type: MidriseApartment :chiller_type: NECB_Default :compute_environment: local_managed_aws_workers :datapoint_id: 85e3b39e-a439-4856-ae4d-4643d31cb506 :daylighting_type: NECB_Default :dcv_type: No_DCV :door_construction_cond: NECB_Default :ecm_system_name: HS13_ASHP_VRF :electrical_loads_scale: NECB_Default :epw_file: CAN_ON_Toronto.Pearson.Intl.AP.716240_CWEC2016.epw :erv_package: Rotary-Existing :ext_floor_cond: NECB_Default :ext_roof_cond: '0.121' :ext_wall_cond: '0.247' :fdwr_set: '0.5' :fixed_wind_solar_trans: '0.4' :fixed_window_cond: '2.2' :furnace_eff: NECB_Default :glass_door_cond: NECB_Default :glass_door_solar_trans: NECB_Default :ground_floor_cond: NECB_Default :ground_roof_cond: NECB_Default :ground_wall_cond: NECB_Default :infiltration_scale: NECB_Default :job_id: 85e3b39e-a439-4856-ae4d-4643d31cb506 :lights_scale: NECB_Default :lights_type: LED :npv_discount_rate: NECB_Default :npv_end_year: NECB_Default :npv_start_year: NECB_Default :nv_delta_temp_in_out: NECB_Default :nv_opening_fraction: NECB_Default :nv_temp_out_min: NECB_Default :nv_type: NECB_Default :oa_scale: NECB_Default :occupancy_loads_scale: NECB_Default :output_meters: - frequency: hourly name: NaturalGas:Facility - frequency: hourly name: Electricity:Facility - frequency: hourly name: ElectricityNet:Facility - frequency: hourly name: FuelOil#2:Facility :output_variables: [] :overhead_door_cond: NECB_Default :primary_heating_fuel: Electricity :pv_ground_azimuth_angle: NECB_Default :pv_ground_module_description: NECB_Default :pv_ground_tilt_angle: NECB_Default :pv_ground_total_area_pv_panels_m2: NECB_Default :pv_ground_type: NECB_Default :rotation_degrees: '180.0' :run_annual_simulation: true :s3_bucket: '834599497928' :scale_x: 1.0 :scale_y: 1.0 :scale_z: 1.0 :scenario: lhs :shw_eff: Natural Gas Direct Vent with Electric Ignition :shw_scale: NECB_Default :skylight_cond: NECB_Default :skylight_solar_trans: NECB_Default :srr_set: '0.05' :template: NECB2017 | https://s3.console.aws.amazon.com/s3/buckets/834599497928?region=ca-central-1&prefix=nshirzad_frontend/Toronto_MidR_Elec_New/sampling-lhs/run/85e3b39e-a439-4856-ae4d-4643d31cb506/ | 7de3a333-6c41-47ae-b853-aecc9d7a3a33 | 85e3b39e-a439-4856-ae4d-4643d31cb506 | SUCCEEDED | 777.6644 | 0.4928 | 0.00041722 | 0.00056234 | 41243594.5 | 0 | 0 | 0 | 0 | 103.7095 | 52.7613 | 3134.61 | 2325.6934 | 50 | MidriseApartment |  |  | 5 | MidriseApartment | 4 |  | 4 | NECB2017 | 0.24343 | 9553.8375 | 13.2073 | 299.7234 | 184.1703 | 46.3841 | 0 | 26.6071 | 0 | 598.6352 | 41.7503 | TORONTO | ONTARIO | 3.9583 | 0 | 0 | 3.9583 | 24.1073 | 0 | 0 | 24.1073 | 0 | 0.052444 | 0 | 0 | 0.47512 | 0.017342 | 0.00067632 | 0.12016 | 0.062764 | 0.038324 | 0 | 0.0014515 | 0.47512 | 0.18196 | 69.2214 | 0 | Electricity | 50 | 0.757 | [5 empty] | 0.121 | 0.247 | 2.2 | 1.9 | 5 | 54.6636 | Toronto Pearson Intl AP | CAN | 382 | 3615 | 43.677 | -79.631 | 5 | 3890 | ON | CAN_AB_Abee.AgDM.712850_CWEC2020.epw | 0.47511 | 1008.2149 | 13.2073 | 54.6636 | 38.7373 | 19.9629 | TRUE | FALSE | FALSE | FALSE | 12.4492 | -21.7135 | -1 | 1.5605 | 0.01344 | 570.38 | 0 | 116.1128 | 7.9599 | 0.068553 | 2909.34 | 0.1 | 2025-01-22 17:14:43 -0500 | dc55d9ddb | 0.6.3 | 0.47512 | 202.25 | 202.25 | 0 | 0 | 0.07462 | 6.3175e-05 | 8.5149e-05 | 6245087.209 | 0.35407 | 0.00029977 | 0.00040403 | 29633010.375 | 0 | 0 | 0 | 0 | 106 | 0 | 0 | 0 |  | Electricity
0 | DifferentialEnthalpy | NECB_Default | No_DCV | HS13_ASHP_VRF | Rotary-All | 0.142 | 0.247 | 0.4 | 0.6 | 2.4 | NECB 85% Efficient Condensing Gas Furnace | NECB_Default | NECB_Default | 180 | Natural Gas Direct Vent with Electric Ignition | 0.08 | lhs | NECB_Default | NECB_Default | MidriseApartment | NECB_Default | NECB_Default | NECB_Default | NECB_Default | CAN_AB_Abee.AgDM.712850_CWEC2020.epw | NECB_Default | NECB_Default | NECB_Default | NECB_Default | NECB_Default | NECB_Default | NECB_Default | NECB_Default | LED | NECB_Default | NECB_Default | NECB_Default | NECB_Default | NECB_Default | NECB_Default | NECB_Default | NECB_Default | NECB_Default | ElectricityHPElecBackup | NECB_Default | NECB_Default | NECB_Default | NECB_Default | 1 | 1 | 1 | NECB_Default | NECB_Default | NECB_Default | NECB2017 | 40e6f1a7-2471-48ff-841d-02b4de2bec5a | f2e12f84-ea0a-4715-acbe-730cac1de648 | Toronto_MidR_Elec_New | local_managed_aws_workers | sampling-lhs | TRUE | 40e6f1a7-2471-48ff-841d-02b4de2bec5a | 834599497928 | :adv_dx_units: NECB_Default :airloop_economizer_type: DifferentialEnthalpy :algorithm_type: sampling-lhs :analysis_id: f2e12f84-ea0a-4715-acbe-730cac1de648 :analysis_name: Toronto_MidR_Elec_New :baseline_system_zones_map_option: NECB_Default :boiler_eff: NECB_Default :building_type: MidriseApartment :chiller_type: NECB_Default :compute_environment: local_managed_aws_workers :datapoint_id: 40e6f1a7-2471-48ff-841d-02b4de2bec5a :daylighting_type: NECB_Default :dcv_type: No_DCV :door_construction_cond: NECB_Default :ecm_system_name: HS13_ASHP_VRF :electrical_loads_scale: NECB_Default :epw_file: CAN_ON_Toronto.Pearson.Intl.AP.716240_CWEC2016.epw :erv_package: Rotary-All :ext_floor_cond: NECB_Default :ext_roof_cond: '0.142' :ext_wall_cond: '0.247' :fdwr_set: '0.4' :fixed_wind_solar_trans: '0.6' :fixed_window_cond: '2.4' :furnace_eff: NECB 85% Efficient Condensing Gas Furnace :glass_door_cond: NECB_Default :glass_door_solar_trans: NECB_Default :ground_floor_cond: NECB_Default :ground_roof_cond: NECB_Default :ground_wall_cond: NECB_Default :infiltration_scale: NECB_Default :job_id: 40e6f1a7-2471-48ff-841d-02b4de2bec5a :lights_scale: NECB_Default :lights_type: LED :npv_discount_rate: NECB_Default :npv_end_year: NECB_Default :npv_start_year: NECB_Default :nv_delta_temp_in_out: NECB_Default :nv_opening_fraction: NECB_Default :nv_temp_out_min: NECB_Default :nv_type: NECB_Default :oa_scale: NECB_Default :occupancy_loads_scale: NECB_Default :output_meters: - frequency: hourly name: NaturalGas:Facility - frequency: hourly name: Electricity:Facility - frequency: hourly name: ElectricityNet:Facility - frequency: hourly name: FuelOil#2:Facility :output_variables: [] :overhead_door_cond: NECB_Default :primary_heating_fuel: Electricity :pv_ground_azimuth_angle: NECB_Default :pv_ground_module_description: NECB_Default :pv_ground_tilt_angle: NECB_Default :pv_ground_total_area_pv_panels_m2: NECB_Default :pv_ground_type: add_pv_ground :rotation_degrees: '180.0' :run_annual_simulation: true :s3_bucket: '834599497928' :scale_x: 1.0 :scale_y: 1.0 :scale_z: 1.0 :scenario: lhs :shw_eff: Natural Gas Direct Vent with Electric Ignition :shw_scale: NECB_Default :skylight_cond: NECB_Default :skylight_solar_trans: NECB_Default :srr_set: '0.08' :template: NECB2017 | https://s3.console.aws.amazon.com/s3/buckets/834599497928?region=ca-central-1&prefix=nshirzad_frontend/Toronto_MidR_Elec_New/sampling-lhs/run/40e6f1a7-2471-48ff-841d-02b4de2bec5a/ | bb92563d-1981-48c7-8abf-6cdfe45e1d84 | 40e6f1a7-2471-48ff-841d-02b4de2bec5a | SUCCEEDED | 506.8348 | 0.4928 | 0.00041722 | 0.00056234 | 41243594.5 | 0 | 0 | 0 | 0 | 105.5917 | 49.0093 | 3134.61 | 2325.6934 | 40 | MidriseApartment |  |  | 8 | MidriseApartment | 4 |  | 4 | NECB2017 | 0.24343 | 9553.8375 | 15.2161 | 273.1309 | 213.201 | 46.3841 | 0 | 26.6071 | 0 | 909.8877 | 41.7503 | TORONTO | ONTARIO | 4.015 | 0 | 0 | 4.015 | 24.4523 | 0 | 0 | 24.4523 | 0 | 0.066461 | 0 | 0 | 0.48192 | 0.017801 | 0.00069865 | 0.11245 | 0.062764 | 0.038324 | 0 | 0.0014515 | 0.48192 | 0.18196 | 65.6576 | 0 | Electricity | 40 | 0.757 | [5 empty] | 0.142 | 0.247 | 2.4 | 1.9 | 8 | 51.0509 | Toronto Pearson Intl AP | CAN | 382 | 3615 | 43.677 | -79.631 | 5 | 3890 | ON | CAN_AB_Abee.AgDM.712850_CWEC2020.epw | 0.28228 | 1153.2337 | 15.2161 | 51.0509 | 38.7373 | 19.9629 | TRUE | FALSE | FALSE | FALSE | 12.4492 | -21.7135 | -1 | 1.5605 | 0.01344 | 570.38 | 0 | 116.1128 | 7.9599 | 0.068553 | 2909.34 | 0.1 | 2025-01-22 17:09:24 -0500 | dc55d9ddb | 0.6.3 | 0.48192 | 354.25 | 354.25 | 0 | 0 | 0.07462 | 6.3175e-05 | 8.5149e-05 | 6245087.209 | 0.35407 | 0.00029977 | 0.00040403 | 29633013.6875 | 0 | 0 | 0 | 0 | 106 | 0 | 0 | 0 |  | Electricity
0 | NECB_Default | NECB 88% Efficient Condensing Boiler | No_DCV | HS09_CCASHP_Baseboard | Plate-All | 0.183 | 0.278 | 0.5 | 0.4 | 2.2 | NECB_Default | add_nv | NECB_Default | 0 | Natural Gas Power Vent with Electric Ignition | 0.05 | lhs | NECB_Default | NECB_Default | MidriseApartment | NECB_Default | NECB_Default | NECB_Default | NECB_Default | CAN_AB_Abee.AgDM.712850_CWEC2020.epw | NECB_Default | NECB_Default | NECB_Default | NECB_Default | NECB_Default | NECB_Default | NECB_Default | NECB_Default | LED | NECB_Default | NECB_Default | NECB_Default | NECB_Default | NECB_Default | NECB_Default | NECB_Default | NECB_Default | NECB_Default | ElectricityHPElecBackup | NECB_Default | NECB_Default | NECB_Default | NECB_Default | 1 | 1 | 1 | NECB_Default | NECB_Default | NECB_Default | NECB2017 | 4b0bcf84-fe94-4f3a-8f0e-04fc19c6251d | f2e12f84-ea0a-4715-acbe-730cac1de648 | Toronto_MidR_Elec_New | local_managed_aws_workers | sampling-lhs | TRUE | 4b0bcf84-fe94-4f3a-8f0e-04fc19c6251d | 834599497928 | :adv_dx_units: NECB_Default :airloop_economizer_type: NECB_Default :algorithm_type: sampling-lhs :analysis_id: f2e12f84-ea0a-4715-acbe-730cac1de648 :analysis_name: Toronto_MidR_Elec_New :baseline_system_zones_map_option: NECB_Default :boiler_eff: NECB 88% Efficient Condensing Boiler :building_type: MidriseApartment :chiller_type: NECB_Default :compute_environment: local_managed_aws_workers :datapoint_id: 4b0bcf84-fe94-4f3a-8f0e-04fc19c6251d :daylighting_type: NECB_Default :dcv_type: No_DCV :door_construction_cond: NECB_Default :ecm_system_name: HS09_CCASHP_Baseboard :electrical_loads_scale: NECB_Default :epw_file: CAN_ON_Toronto.Pearson.Intl.AP.716240_CWEC2016.epw :erv_package: Plate-All :ext_floor_cond: NECB_Default :ext_roof_cond: '0.183' :ext_wall_cond: '0.278' :fdwr_set: '0.5' :fixed_wind_solar_trans: '0.4' :fixed_window_cond: '2.2' :furnace_eff: NECB_Default :glass_door_cond: NECB_Default :glass_door_solar_trans: NECB_Default :ground_floor_cond: NECB_Default :ground_roof_cond: NECB_Default :ground_wall_cond: NECB_Default :infiltration_scale: NECB_Default :job_id: 4b0bcf84-fe94-4f3a-8f0e-04fc19c6251d :lights_scale: NECB_Default :lights_type: LED :npv_discount_rate: NECB_Default :npv_end_year: NECB_Default :npv_start_year: NECB_Default :nv_delta_temp_in_out: NECB_Default :nv_opening_fraction: NECB_Default :nv_temp_out_min: NECB_Default :nv_type: add_nv :oa_scale: NECB_Default :occupancy_loads_scale: NECB_Default :output_meters: - frequency: hourly name: NaturalGas:Facility - frequency: hourly name: Electricity:Facility - frequency: hourly name: ElectricityNet:Facility - frequency: hourly name: FuelOil#2:Facility :output_variables: [] :overhead_door_cond: NECB_Default :primary_heating_fuel: Electricity :pv_ground_azimuth_angle: NECB_Default :pv_ground_module_description: NECB_Default :pv_ground_tilt_angle: NECB_Default :pv_ground_total_area_pv_panels_m2: NECB_Default :pv_ground_type: add_pv_ground :rotation_degrees: '0.0' :run_annual_simulation: true :s3_bucket: '834599497928' :scale_x: 1.0 :scale_y: 1.0 :scale_z: 1.0 :scenario: lhs :shw_eff: Natural Gas Power Vent with Electric Ignition :shw_scale: NECB_Default :skylight_cond: NECB_Default :skylight_solar_trans: NECB_Default :srr_set: '0.05' :template: NECB2017 | https://s3.console.aws.amazon.com/s3/buckets/834599497928?region=ca-central-1&prefix=nshirzad_frontend/Toronto_MidR_Elec_New/sampling-lhs/run/4b0bcf84-fe94-4f3a-8f0e-04fc19c6251d/ | 8d1d144f-f9c6-41b8-9b6b-999a9a24574e | 4b0bcf84-fe94-4f3a-8f0e-04fc19c6251d | SUCCEEDED | 765.9243 | 0.39529 | 0.00033467 | 0.00045107 | 33082691.5 | 0.039889 | 3.3771e-05 | 4.5518e-05 | 3338407.4062 | 101.1848 | 18.4136 | 3134.61 | 2325.6934 | 50 | MidriseApartment |  |  | 5 | MidriseApartment | 4 |  | 4 | NECB2017 | 0.24343 | 9553.8375 | 15.8175 | 285.7829 | 53.6357 | 46.3841 | 0 | 26.6071 | 0 | 804.3722 | 83.1481 | TORONTO | ONTARIO | 3.9295 | 0 | 0 | 3.9295 | 23.9315 | 0 | 0 | 23.9315 | 0 | 0.067498 | 0 | 0 | 0.47165 | 0.055251 | 0.0062974 | 0.058103 | 0.062764 | 0.038324 | 0 | 0.0014515 | 0.47165 | 0.18196 | 68.5141 | 0 | Electricity | 50 | 0.757 | [5 empty] | 0.183 | 0.278 | 2.2 | 1.9 | 5 | 50.9096 | Toronto Pearson Intl AP | CAN | 382 | 3615 | 43.677 | -79.631 | 5 | 3890 | ON | CAN_AB_Abee.AgDM.712850_CWEC2020.epw | 0.27201 | 1038.8647 | 15.8175 | 50.9096 | 38.7372 | 19.9629 | TRUE | FALSE | TRUE | FALSE | 12.4492 | -21.7135 | -1 | 1.5605 | 0.01344 | 570.38 | 0 | 116.1128 | 7.9599 | 0.068553 | 2909.34 | 0.1 | 2025-01-22 17:14:27 -0500 | dc55d9ddb | 0.6.3 | 0.47165 | 809.5 | 809.5 | 0 | 0 | 0.07462 | 6.3175e-05 | 8.5149e-05 | 6245087.209 | 0.28401 | 0.00024045 | 0.00032409 | 23769641.875 | 0.039889 | 3.3771e-05 | 4.5518e-05 | 3338407.3574 | 549 | 0 | 0 | 0 |  | Electricity
0 | DifferentialEnthalpy | NECB_Default | CO2_based_DCV | HS12_ASHP_Baseboard | Plate-All | 0.142 | 0.247 | 0.6 | 0.3 | 2.4 | NECB 85% Efficient Condensing Gas Furnace | NECB_Default | NECB_Default | 359 | NECB_Default | NECB_Default | lhs | NECB_Default | NECB_Default | MidriseApartment | NECB_Default | NECB_Default | NECB_Default | NECB_Default | CAN_AB_Abee.AgDM.712850_CWEC2020.epw | NECB_Default | NECB_Default | NECB_Default | NECB_Default | NECB_Default | NECB_Default | NECB_Default | NECB_Default | LED | NECB_Default | NECB_Default | NECB_Default | NECB_Default | NECB_Default | NECB_Default | NECB_Default | NECB_Default | NECB_Default | ElectricityHPElecBackup | NECB_Default | NECB_Default | NECB_Default | NECB_Default | 1 | 1 | 1 | NECB_Default | NECB_Default | NECB_Default | NECB2017 | 4bb11d4f-cafe-4cdc-b46f-462a4d27b279 | f2e12f84-ea0a-4715-acbe-730cac1de648 | Toronto_MidR_Elec_New | local_managed_aws_workers | sampling-lhs | TRUE | 4bb11d4f-cafe-4cdc-b46f-462a4d27b279 | 834599497928 | :adv_dx_units: NECB_Default :airloop_economizer_type: DifferentialEnthalpy :algorithm_type: sampling-lhs :analysis_id: f2e12f84-ea0a-4715-acbe-730cac1de648 :analysis_name: Toronto_MidR_Elec_New :baseline_system_zones_map_option: NECB_Default :boiler_eff: NECB_Default :building_type: MidriseApartment :chiller_type: NECB_Default :compute_environment: local_managed_aws_workers :datapoint_id: 4bb11d4f-cafe-4cdc-b46f-462a4d27b279 :daylighting_type: NECB_Default :dcv_type: CO2_based_DCV :door_construction_cond: NECB_Default :ecm_system_name: HS12_ASHP_Baseboard :electrical_loads_scale: NECB_Default :epw_file: CAN_ON_Toronto.Pearson.Intl.AP.716240_CWEC2016.epw :erv_package: Plate-All :ext_floor_cond: NECB_Default :ext_roof_cond: '0.142' :ext_wall_cond: '0.247' :fdwr_set: '0.6' :fixed_wind_solar_trans: '0.3' :fixed_window_cond: '2.4' :furnace_eff: NECB 85% Efficient Condensing Gas Furnace :glass_door_cond: NECB_Default :glass_door_solar_trans: NECB_Default :ground_floor_cond: NECB_Default :ground_roof_cond: NECB_Default :ground_wall_cond: NECB_Default :infiltration_scale: NECB_Default :job_id: 4bb11d4f-cafe-4cdc-b46f-462a4d27b279 :lights_scale: NECB_Default :lights_type: LED :npv_discount_rate: NECB_Default :npv_end_year: NECB_Default :npv_start_year: NECB_Default :nv_delta_temp_in_out: NECB_Default :nv_opening_fraction: NECB_Default :nv_temp_out_min: NECB_Default :nv_type: NECB_Default :oa_scale: NECB_Default :occupancy_loads_scale: NECB_Default :output_meters: - frequency: hourly name: NaturalGas:Facility - frequency: hourly name: Electricity:Facility - frequency: hourly name: ElectricityNet:Facility - frequency: hourly name: FuelOil#2:Facility :output_variables: [] :overhead_door_cond: NECB_Default :primary_heating_fuel: Electricity :pv_ground_azimuth_angle: NECB_Default :pv_ground_module_description: NECB_Default :pv_ground_tilt_angle: NECB_Default :pv_ground_total_area_pv_panels_m2: NECB_Default :pv_ground_type: NECB_Default :rotation_degrees: '359.0' :run_annual_simulation: true :s3_bucket: '834599497928' :scale_x: 1.0 :scale_y: 1.0 :scale_z: 1.0 :scenario: lhs :shw_eff: NECB_Default :shw_scale: NECB_Default :skylight_cond: NECB_Default :skylight_solar_trans: NECB_Default :srr_set: NECB_Default :template: NECB2017 | https://s3.console.aws.amazon.com/s3/buckets/834599497928?region=ca-central-1&prefix=nshirzad_frontend/Toronto_MidR_Elec_New/sampling-lhs/run/4bb11d4f-cafe-4cdc-b46f-462a4d27b279/ | 711e6aef-1e34-4acf-8e68-b432867bf0fb | 4bb11d4f-cafe-4cdc-b46f-462a4d27b279 | SUCCEEDED | 814.628 | 0.27368 | 0.0002317 | 0.0003123 | 22904692 | 0 | 0 | 0 | 0 | 106.8235 | 29.0617 | 3134.61 | 2325.6934 | 60 | MidriseApartment |  |  | 2 | MidriseApartment | 4 |  | 4 | NECB2017 | 0.24343 | 9553.8375 | 13.8879 | 284.3036 | 52.4904 | 46.3841 | 0 | 26.6071 | 0 | 473.4414 | 63.6561 | TORONTO | ONTARIO | 4.0495 | 0 | 0 | 4.0495 | 24.6625 | 0 | 0 | 24.6625 | 0 | 0.050593 | 0 | 0 | 0.48606 | 0.056415 | 0.00041153 | 0.094142 | 0.062764 | 0.038324 | 0 | 0.0014515 | 0.48606 | 0.18196 | 83.4225 | 0 | Electricity | 60 | 0.757 | [5 empty] | 0.142 | 0.247 | 2.4 | 1.9 | 2 | 65.5928 | Toronto Pearson Intl AP | CAN | 382 | 3615 | 43.677 | -79.631 | 5 | 3890 | ON | CAN_AB_Abee.AgDM.712850_CWEC2020.epw | 0.48606 | 892.4607 | 13.8879 | 65.5928 | 38.7373 | 19.963 | TRUE | FALSE | FALSE | FALSE | 12.4492 | -21.7135 | -1 | 1.5605 | 0.01344 | 570.38 | 0 | 116.1128 | 7.9599 | 0.068553 | 2909.34 | 0.1 | 2025-01-22 16:58:21 -0500 | dc55d9ddb | 0.6.3 | 0.48606 | 484.75 | 484.75 | 0 | 0 | 0.07462 | 6.3175e-05 | 8.5149e-05 | 6245087.209 | 0.19664 | 0.00016648 | 0.00022438 | 16456957.8125 | 0 | 0 | 0 | 0 | 195 | 0 | 0 | 0 |  | Electricity
0 | DifferentialDryBulb | NECB_Default | No_DCV | HS12_ASHP_Baseboard | Rotary-Existing | 0.183 | 0.21 | 0.4 | 0.6 | 2.4 | NECB_Default | add_nv | NECB_Default | 45 | Natural Gas Direct Vent with Electric Ignition | 0.05 | lhs | NECB_Default | NECB_Default | MidriseApartment | NECB_Default | NECB_Default | NECB_Default | NECB_Default | CAN_AB_Abee.AgDM.712850_CWEC2020.epw | NECB_Default | NECB_Default | NECB_Default | NECB_Default | NECB_Default | NECB_Default | NECB_Default | NECB_Default | LED | NECB_Default | NECB_Default | NECB_Default | NECB_Default | NECB_Default | NECB_Default | NECB_Default | NECB_Default | NECB_Default | ElectricityHPElecBackup | NECB_Default | NECB_Default | NECB_Default | NECB_Default | 1 | 1 | 1 | NECB_Default | NECB_Default | NECB_Default | NECB2017 | 614f328b-7ba8-4573-8bbc-d60b37bae43f | f2e12f84-ea0a-4715-acbe-730cac1de648 | Toronto_MidR_Elec_New | local_managed_aws_workers | sampling-lhs | TRUE | 614f328b-7ba8-4573-8bbc-d60b37bae43f | 834599497928 | :adv_dx_units: NECB_Default :airloop_economizer_type: DifferentialDryBulb :algorithm_type: sampling-lhs :analysis_id: f2e12f84-ea0a-4715-acbe-730cac1de648 :analysis_name: Toronto_MidR_Elec_New :baseline_system_zones_map_option: NECB_Default :boiler_eff: NECB_Default :building_type: MidriseApartment :chiller_type: NECB_Default :compute_environment: local_managed_aws_workers :datapoint_id: 614f328b-7ba8-4573-8bbc-d60b37bae43f :daylighting_type: NECB_Default :dcv_type: No_DCV :door_construction_cond: NECB_Default :ecm_system_name: HS12_ASHP_Baseboard :electrical_loads_scale: NECB_Default :epw_file: CAN_ON_Toronto.Pearson.Intl.AP.716240_CWEC2016.epw :erv_package: Rotary-Existing :ext_floor_cond: NECB_Default :ext_roof_cond: '0.183' :ext_wall_cond: '0.21' :fdwr_set: '0.4' :fixed_wind_solar_trans: '0.6' :fixed_window_cond: '2.4' :furnace_eff: NECB_Default :glass_door_cond: NECB_Default :glass_door_solar_trans: NECB_Default :ground_floor_cond: NECB_Default :ground_roof_cond: NECB_Default :ground_wall_cond: NECB_Default :infiltration_scale: NECB_Default :job_id: 614f328b-7ba8-4573-8bbc-d60b37bae43f :lights_scale: NECB_Default :lights_type: LED :npv_discount_rate: NECB_Default :npv_end_year: NECB_Default :npv_start_year: NECB_Default :nv_delta_temp_in_out: NECB_Default :nv_opening_fraction: NECB_Default :nv_temp_out_min: NECB_Default :nv_type: add_nv :oa_scale: NECB_Default :occupancy_loads_scale: NECB_Default :output_meters: - frequency: hourly name: NaturalGas:Facility - frequency: hourly name: Electricity:Facility - frequency: hourly name: ElectricityNet:Facility - frequency: hourly name: FuelOil#2:Facility :output_variables: [] :overhead_door_cond: NECB_Default :primary_heating_fuel: Electricity :pv_ground_azimuth_angle: NECB_Default :pv_ground_module_description: NECB_Default :pv_ground_tilt_angle: NECB_Default :pv_ground_total_area_pv_panels_m2: NECB_Default :pv_ground_type: NECB_Default :rotation_degrees: '45.0' :run_annual_simulation: true :s3_bucket: '834599497928' :scale_x: 1.0 :scale_y: 1.0 :scale_z: 1.0 :scenario: lhs :shw_eff: Natural Gas Direct Vent with Electric Ignition :shw_scale: NECB_Default :skylight_cond: NECB_Default :skylight_solar_trans: NECB_Default :srr_set: '0.05' :template: NECB2017 | https://s3.console.aws.amazon.com/s3/buckets/834599497928?region=ca-central-1&prefix=nshirzad_frontend/Toronto_MidR_Elec_New/sampling-lhs/run/614f328b-7ba8-4573-8bbc-d60b37bae43f/ | bbe36c43-c328-40a3-8c0d-b5f349eab5f9 | 614f328b-7ba8-4573-8bbc-d60b37bae43f | SUCCEEDED | 646.7912 | 0.50364 | 0.0004264 | 0.00057471 | 42150767 | 0.041214 | 3.4893e-05 | 4.7029e-05 | 3449283.5312 | 120.505 | 40.2593 | 3134.61 | 2325.6934 | 40 | MidriseApartment |  |  | 5 | MidriseApartment | 4 |  | 4 | NECB2017 | 0.24343 | 9553.8375 | 18.9767 | 269.5924 | 62.736 | 46.3841 | 0 | 26.6071 | 0 | 481.9078 | 76.5885 | TORONTO | ONTARIO | 4.4628 | 0 | 0 | 4.4628 | 27.1798 | 0 | 0 | 27.1798 | 0 | 0.082406 | 0 | 0 | 0.53567 | 0.062263 | 0.00076565 | 0.10574 | 0.062764 | 0.038324 | 0 | 0.0014515 | 0.53567 | 0.18196 | 78.178 | 0 | Electricity | 40 | 0.757 | [5 empty] | 0.183 | 0.21 | 2.4 | 1.9 | 5 | 58.8002 | Toronto Pearson Intl AP | CAN | 382 | 3615 | 43.677 | -79.631 | 5 | 3890 | ON | CAN_AB_Abee.AgDM.712850_CWEC2020.epw | 0.53567 | 943.6946 | 18.9767 | 58.8002 | 38.7373 | 19.9629 | TRUE | FALSE | FALSE | FALSE | 12.4492 | -21.7135 | -1 | 1.5605 | 0.01344 | 570.38 | 0 | 116.1128 | 7.9599 | 0.068553 | 2909.34 | 0.1 | 2025-01-22 17:01:27 -0500 | dc55d9ddb | 0.6.3 | 0.53567 | 307.5 | 307.5 | 0 | 0 | 0.07462 | 6.3175e-05 | 8.5149e-05 | 6245087.209 | 0.36186 | 0.00030636 | 0.00041292 | 30284844.5625 | 0.041214 | 3.4893e-05 | 4.7029e-05 | 3449283.6094 | 558 | 0 | 0 | 0 |  | Electricity
0 | DifferentialDryBulb | NECB 88% Efficient Condensing Boiler | No_DCV | HS08_CCASHP_VRF | Plate-Existing | 0.142 | 0.278 | 0.4 | 0.2 | 2.2 | NECB_Default | NECB_Default | NECB_Default | 0 | NECB_Default | 0.1 | lhs | NECB_Default | NECB_Default | MidriseApartment | NECB_Default | NECB_Default | NECB_Default | NECB_Default | CAN_AB_Abee.AgDM.712850_CWEC2020.epw | NECB_Default | NECB_Default | NECB_Default | NECB_Default | NECB_Default | NECB_Default | NECB_Default | NECB_Default | LED | NECB_Default | NECB_Default | NECB_Default | NECB_Default | NECB_Default | NECB_Default | NECB_Default | NECB_Default | NECB_Default | ElectricityHPElecBackup | NECB_Default | NECB_Default | NECB_Default | NECB_Default | 1 | 1 | 1 | NECB_Default | NECB_Default | NECB_Default | NECB2017 | b88a07dd-db91-49d1-ae45-bc5b7b157d7c | f2e12f84-ea0a-4715-acbe-730cac1de648 | Toronto_MidR_Elec_New | local_managed_aws_workers | sampling-lhs | TRUE | b88a07dd-db91-49d1-ae45-bc5b7b157d7c | 834599497928 | :adv_dx_units: NECB_Default :airloop_economizer_type: DifferentialDryBulb :algorithm_type: sampling-lhs :analysis_id: f2e12f84-ea0a-4715-acbe-730cac1de648 :analysis_name: Toronto_MidR_Elec_New :baseline_system_zones_map_option: NECB_Default :boiler_eff: NECB 88% Efficient Condensing Boiler :building_type: MidriseApartment :chiller_type: NECB_Default :compute_environment: local_managed_aws_workers :datapoint_id: b88a07dd-db91-49d1-ae45-bc5b7b157d7c :daylighting_type: NECB_Default :dcv_type: No_DCV :door_construction_cond: NECB_Default :ecm_system_name: HS08_CCASHP_VRF :electrical_loads_scale: NECB_Default :epw_file: CAN_ON_Toronto.Pearson.Intl.AP.716240_CWEC2016.epw :erv_package: Plate-Existing :ext_floor_cond: NECB_Default :ext_roof_cond: '0.142' :ext_wall_cond: '0.278' :fdwr_set: '0.4' :fixed_wind_solar_trans: '0.2' :fixed_window_cond: '2.2' :furnace_eff: NECB_Default :glass_door_cond: NECB_Default :glass_door_solar_trans: NECB_Default :ground_floor_cond: NECB_Default :ground_roof_cond: NECB_Default :ground_wall_cond: NECB_Default :infiltration_scale: NECB_Default :job_id: b88a07dd-db91-49d1-ae45-bc5b7b157d7c :lights_scale: NECB_Default :lights_type: LED :npv_discount_rate: NECB_Default :npv_end_year: NECB_Default :npv_start_year: NECB_Default :nv_delta_temp_in_out: NECB_Default :nv_opening_fraction: NECB_Default :nv_temp_out_min: NECB_Default :nv_type: NECB_Default :oa_scale: NECB_Default :occupancy_loads_scale: NECB_Default :output_meters: - frequency: hourly name: NaturalGas:Facility - frequency: hourly name: Electricity:Facility - frequency: hourly name: ElectricityNet:Facility - frequency: hourly name: FuelOil#2:Facility :output_variables: [] :overhead_door_cond: NECB_Default :primary_heating_fuel: Electricity :pv_ground_azimuth_angle: NECB_Default :pv_ground_module_description: NECB_Default :pv_ground_tilt_angle: NECB_Default :pv_ground_total_area_pv_panels_m2: NECB_Default :pv_ground_type: add_pv_ground :rotation_degrees: '0.0' :run_annual_simulation: true :s3_bucket: '834599497928' :scale_x: 1.0 :scale_y: 1.0 :scale_z: 1.0 :scenario: lhs :shw_eff: NECB_Default :shw_scale: NECB_Default :skylight_cond: NECB_Default :skylight_solar_trans: NECB_Default :srr_set: '0.1' :template: NECB2017 | https://s3.console.aws.amazon.com/s3/buckets/834599497928?region=ca-central-1&prefix=nshirzad_frontend/Toronto_MidR_Elec_New/sampling-lhs/run/b88a07dd-db91-49d1-ae45-bc5b7b157d7c/ | 8afc5f62-034e-48e8-8dc6-ed190074c804 | b88a07dd-db91-49d1-ae45-bc5b7b157d7c | SUCCEEDED | 827.641 | 0.4928 | 0.00041722 | 0.00056234 | 41243594.5 | 0 | 0 | 0 | 0 | 93.4566 | 55.0077 | 3134.61 | 2325.6934 | 40 | MidriseApartment |  |  | 10 | MidriseApartment | 4 |  | 4 | NECB2017 | 0.24343 | 9553.8375 | 11.3972 | 286.8628 | 180.8104 | 46.3841 | 0 | 26.6071 | 0 | 901.493 | 52.0141 | TORONTO | ONTARIO | 3.6503 | 0 | 0 | 3.6503 | 22.2314 | 0 | 0 | 22.2314 | 0 | 0.036821 | 0 | 0 | 0.43815 | 0.016806 | 0.00061571 | 0.099406 | 0.062764 | 0.038324 | 0 | 0.0014515 | 0.43815 | 0.18196 | 65.9654 | 0 | Electricity | 40 | 0.757 | [5 empty] | 0.142 | 0.278 | 2.2 | 1.9 | 10 | 51.4558 | Toronto Pearson Intl AP | CAN | 382 | 3615 | 43.677 | -79.631 | 5 | 3890 | ON | CAN_AB_Abee.AgDM.712850_CWEC2020.epw | 0.23851 | 1107.1061 | 11.3972 | 51.4558 | 38.7373 | 19.9629 | TRUE | TRUE | FALSE | FALSE | 12.4492 | -21.7135 | -1 | 1.5605 | 0.01344 | 570.37 | 0 | 116.1128 | 7.9599 | 0.068553 | 2909.34 | 0.1 | 2025-01-22 17:00:35 -0500 | dc55d9ddb | 0.6.3 | 0.43815 | 14.5 | 14.5 | 0 | 0 | 0.07462 | 6.3175e-05 | 8.5149e-05 | 6245087.209 | 0.35407 | 0.00029977 | 0.00040403 | 29632986.75 | 0 | 0 | 0 | 0 | 103 | 0 | 0 | 0 |  | Electricity
0 | NECB_Default | NECB_Default | Occupancy_based_DCV | NECB_Default | Rotary-All | 0.142 | 0.21 | 0.2 | 0.6 | 2.2 | NECB 85% Efficient Condensing Gas Furnace | add_nv | NECB_Default | 45 | Natural Gas Direct Vent with Electric Ignition | 0.1 | lhs | NECB_Default | NECB_Default | MidriseApartment | NECB_Default | NECB_Default | NECB_Default | NECB_Default | CAN_AB_Abee.AgDM.712850_CWEC2020.epw | NECB_Default | NECB_Default | NECB_Default | NECB_Default | NECB_Default | NECB_Default | NECB_Default | NECB_Default | LED | NECB_Default | NECB_Default | NECB_Default | NECB_Default | NECB_Default | NECB_Default | NECB_Default | NECB_Default | NECB_Default | Electricity | NECB_Default | NECB_Default | NECB_Default | NECB_Default | 1 | 1 | 1 | NECB_Default | NECB_Default | NECB_Default | NECB2017 | dee8e467-bd81-4aeb-92f7-6e22136b96e8 | f2e12f84-ea0a-4715-acbe-730cac1de648 | Toronto_MidR_Elec_New | local_managed_aws_workers | sampling-lhs | TRUE | dee8e467-bd81-4aeb-92f7-6e22136b96e8 | 834599497928 | :adv_dx_units: NECB_Default :airloop_economizer_type: NECB_Default :algorithm_type: sampling-lhs :analysis_id: f2e12f84-ea0a-4715-acbe-730cac1de648 :analysis_name: Toronto_MidR_Elec_New :baseline_system_zones_map_option: NECB_Default :boiler_eff: NECB_Default :building_type: MidriseApartment :chiller_type: NECB_Default :compute_environment: local_managed_aws_workers :datapoint_id: dee8e467-bd81-4aeb-92f7-6e22136b96e8 :daylighting_type: NECB_Default :dcv_type: Occupancy_based_DCV :door_construction_cond: NECB_Default :ecm_system_name: NECB_Default :electrical_loads_scale: NECB_Default :epw_file: CAN_ON_Toronto.Pearson.Intl.AP.716240_CWEC2016.epw :erv_package: Rotary-All :ext_floor_cond: NECB_Default :ext_roof_cond: '0.142' :ext_wall_cond: '0.21' :fdwr_set: '0.2' :fixed_wind_solar_trans: '0.6' :fixed_window_cond: '2.2' :furnace_eff: NECB 85% Efficient Condensing Gas Furnace :glass_door_cond: NECB_Default :glass_door_solar_trans: NECB_Default :ground_floor_cond: NECB_Default :ground_roof_cond: NECB_Default :ground_wall_cond: NECB_Default :infiltration_scale: NECB_Default :job_id: dee8e467-bd81-4aeb-92f7-6e22136b96e8 :lights_scale: NECB_Default :lights_type: LED :npv_discount_rate: NECB_Default :npv_end_year: NECB_Default :npv_start_year: NECB_Default :nv_delta_temp_in_out: NECB_Default :nv_opening_fraction: NECB_Default :nv_temp_out_min: NECB_Default :nv_type: add_nv :oa_scale: NECB_Default :occupancy_loads_scale: NECB_Default :output_meters: - frequency: hourly name: NaturalGas:Facility - frequency: hourly name: Electricity:Facility - frequency: hourly name: ElectricityNet:Facility - frequency: hourly name: FuelOil#2:Facility :output_variables: [] :overhead_door_cond: NECB_Default :primary_heating_fuel: Electricity :pv_ground_azimuth_angle: NECB_Default :pv_ground_module_description: NECB_Default :pv_ground_tilt_angle: NECB_Default :pv_ground_total_area_pv_panels_m2: NECB_Default :pv_ground_type: NECB_Default :rotation_degrees: '45.0' :run_annual_simulation: true :s3_bucket: '834599497928' :scale_x: 1.0 :scale_y: 1.0 :scale_z: 1.0 :scenario: lhs :shw_eff: Natural Gas Direct Vent with Electric Ignition :shw_scale: NECB_Default :skylight_cond: NECB_Default :skylight_solar_trans: NECB_Default :srr_set: '0.1' :template: NECB2017 | https://s3.console.aws.amazon.com/s3/buckets/834599497928?region=ca-central-1&prefix=nshirzad_frontend/Toronto_MidR_Elec_New/sampling-lhs/run/dee8e467-bd81-4aeb-92f7-6e22136b96e8/ | aaa7523d-fa0d-493f-8df0-8f541e756974 | dee8e467-bd81-4aeb-92f7-6e22136b96e8 | SUCCEEDED | 578.3841 | 0.37305 | 0.00031584 | 0.00042569 | 31221564.75 | 0.055742 | 4.7192e-05 | 6.3607e-05 | 4665105.7969 | 90.892 | 8.3468 | 3134.61 | 2325.6934 | 20 | MidriseApartment |  |  | 10 | MidriseApartment | 4 |  | 4 | NECB2017 | 0.24343 | 9553.8375 | 14.4713 | 279.7216 | 48.8801 | 46.3841 | 0 | 26.6071 | 0 | 480.3379 | 78.745 | TORONTO | ONTARIO | 3.618 | 0 | 0 | 3.618 | 22.0349 | 0 | 0 | 22.0349 | 0 | 0.067051 | 0 | 0 | 0.43427 | 0.046698 | 0.005972 | 0.030048 | 0.062764 | 0.038324 | 0 | 0.0014515 | 0.43427 | 0.18196 | 59.6768 | 0 | Electricity | 20 | 0.757 | [5 empty] | 0.142 | 0.21 | 2.2 | 1.9 | 10 | 40.5799 | Toronto Pearson Intl AP | CAN | 382 | 3615 | 43.677 | -79.631 | 5 | 3890 | ON | CAN_AB_Abee.AgDM.712850_CWEC2020.epw | 0.43427 | 854.7105 | 14.4713 | 40.5799 | 38.7372 | 19.9629 | TRUE | FALSE | TRUE | FALSE | 12.4492 | -21.7135 | -1 | 1.5605 | 0.01344 | 570.38 | 0 | 116.1128 | 7.9599 | 0.068553 | 2909.34 | 0.1 | 2025-01-22 17:10:45 -0500 | dc55d9ddb | 0.6.3 | 0.43427 | 1177.5 | 1177.5 | 0 | 0 | 0.07462 | 6.3175e-05 | 8.5149e-05 | 6245087.209 | 0.26806 | 0.00022695 | 0.00030588 | 22434408.7188 | 0.055742 | 4.7192e-05 | 6.3607e-05 | 4665105.7917 | 580 | 0 | 0 | 0 |  | Electricity
0 | NECB_Default | NECB_Default | No_DCV | HS11_ASHP_PTHP | Plate-Existing | 0.142 | 0.247 | 0.4 | 0.2 | 2.2 | NECB_Default | NECB_Default | NECB_Default | 359 | Natural Gas Direct Vent with Electric Ignition | 0.08 | lhs | NECB_Default | NECB_Default | MidriseApartment | NECB_Default | NECB_Default | NECB_Default | NECB_Default | CAN_AB_Abee.AgDM.712850_CWEC2020.epw | NECB_Default | NECB_Default | NECB_Default | NECB_Default | NECB_Default | NECB_Default | NECB_Default | NECB_Default | LED | NECB_Default | NECB_Default | NECB_Default | NECB_Default | NECB_Default | NECB_Default | NECB_Default | NECB_Default | NECB_Default | ElectricityHPElecBackup | NECB_Default | NECB_Default | NECB_Default | NECB_Default | 1 | 1 | 1 | NECB_Default | NECB_Default | NECB_Default | NECB2017 | dd4d5c06-44d9-439d-8725-747cbf290d1e | f2e12f84-ea0a-4715-acbe-730cac1de648 | Toronto_MidR_Elec_New | local_managed_aws_workers | sampling-lhs | TRUE | dd4d5c06-44d9-439d-8725-747cbf290d1e | 834599497928 | :adv_dx_units: NECB_Default :airloop_economizer_type: NECB_Default :algorithm_type: sampling-lhs :analysis_id: f2e12f84-ea0a-4715-acbe-730cac1de648 :analysis_name: Toronto_MidR_Elec_New :baseline_system_zones_map_option: NECB_Default :boiler_eff: NECB_Default :building_type: MidriseApartment :chiller_type: NECB_Default :compute_environment: local_managed_aws_workers :datapoint_id: dd4d5c06-44d9-439d-8725-747cbf290d1e :daylighting_type: NECB_Default :dcv_type: No_DCV :door_construction_cond: NECB_Default :ecm_system_name: HS11_ASHP_PTHP :electrical_loads_scale: NECB_Default :epw_file: CAN_ON_Toronto.Pearson.Intl.AP.716240_CWEC2016.epw :erv_package: Plate-Existing :ext_floor_cond: NECB_Default :ext_roof_cond: '0.142' :ext_wall_cond: '0.247' :fdwr_set: '0.4' :fixed_wind_solar_trans: '0.2' :fixed_window_cond: '2.2' :furnace_eff: NECB_Default :glass_door_cond: NECB_Default :glass_door_solar_trans: NECB_Default :ground_floor_cond: NECB_Default :ground_roof_cond: NECB_Default :ground_wall_cond: NECB_Default :infiltration_scale: NECB_Default :job_id: dd4d5c06-44d9-439d-8725-747cbf290d1e :lights_scale: NECB_Default :lights_type: LED :npv_discount_rate: NECB_Default :npv_end_year: NECB_Default :npv_start_year: NECB_Default :nv_delta_temp_in_out: NECB_Default :nv_opening_fraction: NECB_Default :nv_temp_out_min: NECB_Default :nv_type: NECB_Default :oa_scale: NECB_Default :occupancy_loads_scale: NECB_Default :output_meters: - frequency: hourly name: NaturalGas:Facility - frequency: hourly name: Electricity:Facility - frequency: hourly name: ElectricityNet:Facility - frequency: hourly name: FuelOil#2:Facility :output_variables: [] :overhead_door_cond: NECB_Default :primary_heating_fuel: Electricity :pv_ground_azimuth_angle: NECB_Default :pv_ground_module_description: NECB_Default :pv_ground_tilt_angle: NECB_Default :pv_ground_total_area_pv_panels_m2: NECB_Default :pv_ground_type: add_pv_ground :rotation_degrees: '359.0' :run_annual_simulation: true :s3_bucket: '834599497928' :scale_x: 1.0 :scale_y: 1.0 :scale_z: 1.0 :scenario: lhs :shw_eff: Natural Gas Direct Vent with Electric Ignition :shw_scale: NECB_Default :skylight_cond: NECB_Default :skylight_solar_trans: NECB_Default :srr_set: '0.08' :template: NECB2017 | https://s3.console.aws.amazon.com/s3/buckets/834599497928?region=ca-central-1&prefix=nshirzad_frontend/Toronto_MidR_Elec_New/sampling-lhs/run/dd4d5c06-44d9-439d-8725-747cbf290d1e/ | e5afd7a5-2390-4ae6-8030-def823f86a85 | dd4d5c06-44d9-439d-8725-747cbf290d1e | SUCCEEDED | 823.1805 | 0.4928 | 0.00041722 | 0.00056234 | 41243594.5 | 0 | 0 | 0 | 0 | 82.2945 | 24.9588 | 3134.61 | 2325.6934 | 40 | MidriseApartment |  |  | 8 | MidriseApartment | 4 |  | 4 | NECB2017 | 0.24343 | 9553.8375 | 11.4548 | 288.835 | 79.0251 | 46.3841 | 0 | 26.6071 | 0 | 791.4158 | 41.7503 | TORONTO | ONTARIO | 3.3753 | 0 | 0 | 3.3753 | 20.5567 | 0 | 0 | 20.5567 | 0 | 0.038911 | 0 | 0 | 0.40514 | 0.016675 | 0.0077904 | 0.057264 | 0.062764 | 0.038324 | 0 | 0.0014515 | 0.40514 | 0.18196 | 68.5301 | 0 | Electricity | 40 | 0.757 | [5 empty] | 0.142 | 0.247 | 2.2 | 1.9 | 8 | 51.379 | Toronto Pearson Intl AP | CAN | 382 | 3615 | 43.677 | -79.631 | 5 | 3890 | ON | CAN_AB_Abee.AgDM.712850_CWEC2020.epw | 0.2055 | 968.5719 | 11.4548 | 51.379 | 38.7372 | 19.9629 | TRUE | TRUE | TRUE | FALSE | 12.4492 | -21.7135 | -1 | 1.5605 | 0.01344 | 570.37 | 0 | 116.1128 | 7.9599 | 0.068553 | 2909.34 | 0.1 | 2025-01-22 16:58:31 -0500 | dc55d9ddb | 0.6.3 | 0.40514 | 0 | 0 | 0.25 | 0.25 | 0.07462 | 6.3175e-05 | 8.5149e-05 | 6245087.209 | 0.35407 | 0.00029977 | 0.00040403 | 29632975 | 0 | 0 | 0 | 0 | 174 | 0 | 0 | 0 |  | Electricity
0 | DifferentialEnthalpy | NECB_Default | No_DCV | HS12_ASHP_Baseboard | Rotary-All | 0.183 | 0.247 | 0.6 | 0.2 | 2.2 | NECB_Default | add_nv | NECB_Default | 90 | Natural Gas Direct Vent with Electric Ignition | 0.03 | lhs | NECB_Default | NECB_Default | MidriseApartment | NECB_Default | NECB_Default | NECB_Default | NECB_Default | CAN_AB_Abee.AgDM.712850_CWEC2020.epw | NECB_Default | NECB_Default | NECB_Default | NECB_Default | NECB_Default | NECB_Default | NECB_Default | NECB_Default | LED | NECB_Default | NECB_Default | NECB_Default | NECB_Default | NECB_Default | NECB_Default | NECB_Default | NECB_Default | NECB_Default | ElectricityHPElecBackup | NECB_Default | NECB_Default | NECB_Default | NECB_Default | 1 | 1 | 1 | NECB_Default | NECB_Default | NECB_Default | NECB2017 | 531ccf95-6d9b-4e66-bdb9-4885571f701f | f2e12f84-ea0a-4715-acbe-730cac1de648 | Toronto_MidR_Elec_New | local_managed_aws_workers | sampling-lhs | TRUE | 531ccf95-6d9b-4e66-bdb9-4885571f701f | 834599497928 | :adv_dx_units: NECB_Default :airloop_economizer_type: DifferentialEnthalpy :algorithm_type: sampling-lhs :analysis_id: f2e12f84-ea0a-4715-acbe-730cac1de648 :analysis_name: Toronto_MidR_Elec_New :baseline_system_zones_map_option: NECB_Default :boiler_eff: NECB_Default :building_type: MidriseApartment :chiller_type: NECB_Default :compute_environment: local_managed_aws_workers :datapoint_id: 531ccf95-6d9b-4e66-bdb9-4885571f701f :daylighting_type: NECB_Default :dcv_type: No_DCV :door_construction_cond: NECB_Default :ecm_system_name: HS12_ASHP_Baseboard :electrical_loads_scale: NECB_Default :epw_file: CAN_ON_Toronto.Pearson.Intl.AP.716240_CWEC2016.epw :erv_package: Rotary-All :ext_floor_cond: NECB_Default :ext_roof_cond: '0.183' :ext_wall_cond: '0.247' :fdwr_set: '0.6' :fixed_wind_solar_trans: '0.2' :fixed_window_cond: '2.2' :furnace_eff: NECB_Default :glass_door_cond: NECB_Default :glass_door_solar_trans: NECB_Default :ground_floor_cond: NECB_Default :ground_roof_cond: NECB_Default :ground_wall_cond: NECB_Default :infiltration_scale: NECB_Default :job_id: 531ccf95-6d9b-4e66-bdb9-4885571f701f :lights_scale: NECB_Default :lights_type: LED :npv_discount_rate: NECB_Default :npv_end_year: NECB_Default :npv_start_year: NECB_Default :nv_delta_temp_in_out: NECB_Default :nv_opening_fraction: NECB_Default :nv_temp_out_min: NECB_Default :nv_type: add_nv :oa_scale: NECB_Default :occupancy_loads_scale: NECB_Default :output_meters: - frequency: hourly name: NaturalGas:Facility - frequency: hourly name: Electricity:Facility - frequency: hourly name: ElectricityNet:Facility - frequency: hourly name: FuelOil#2:Facility :output_variables: [] :overhead_door_cond: NECB_Default :primary_heating_fuel: Electricity :pv_ground_azimuth_angle: NECB_Default :pv_ground_module_description: NECB_Default :pv_ground_tilt_angle: NECB_Default :pv_ground_total_area_pv_panels_m2: NECB_Default :pv_ground_type: NECB_Default :rotation_degrees: '90.0' :run_annual_simulation: true :s3_bucket: '834599497928' :scale_x: 1.0 :scale_y: 1.0 :scale_z: 1.0 :scenario: lhs :shw_eff: Natural Gas Direct Vent with Electric Ignition :shw_scale: NECB_Default :skylight_cond: NECB_Default :skylight_solar_trans: NECB_Default :srr_set: '0.03' :template: NECB2017 | https://s3.console.aws.amazon.com/s3/buckets/834599497928?region=ca-central-1&prefix=nshirzad_frontend/Toronto_MidR_Elec_New/sampling-lhs/run/531ccf95-6d9b-4e66-bdb9-4885571f701f/ | d71898e0-1e0b-4b2c-8617-eab22324c828 | 531ccf95-6d9b-4e66-bdb9-4885571f701f | SUCCEEDED | 785.0177 | 0.41895 | 0.0003547 | 0.00047807 | 35062786.5 | 0.04697 | 3.9766e-05 | 5.3597e-05 | 3930955.6562 | 120.5227 | 53.4649 | 3134.61 | 2325.6934 | 60 | MidriseApartment |  |  | 3 | MidriseApartment | 4 |  | 4 | NECB2017 | 0.24343 | 9553.8375 | 13.2487 | 294.814 | 52.924 | 46.3841 | 0 | 26.6071 | 0 | 496.1073 | 75.3781 | TORONTO | ONTARIO | 4.4663 | 0 | 0 | 4.4663 | 27.2012 | 0 | 0 | 27.2012 | 0 | 0.043776 | 0 | 0 | 0.53609 | 0.054434 | 0.0011229 | 0.15225 | 0.062764 | 0.038324 | 0 | 0.0014515 | 0.53609 | 0.18197 | 83.2162 | 0 | Electricity | 60 | 0.757 | [5 empty] | 0.183 | 0.247 | 2.2 | 1.9 | 3 | 65.2515 | Toronto Pearson Intl AP | CAN | 382 | 3615 | 43.677 | -79.631 | 5 | 3890 | ON | CAN_AB_Abee.AgDM.712850_CWEC2020.epw | 0.53609 | 958.2562 | 13.2487 | 65.2515 | 38.7373 | 19.9629 | TRUE | FALSE | FALSE | FALSE | 12.4492 | -21.7135 | -1 | 1.5606 | 0.01344 | 570.39 | 0 | 116.1128 | 7.9599 | 0.068553 | 2909.34 | 0.1 | 2025-01-22 16:57:19 -0500 | dc55d9ddb | 0.6.3 | 0.53609 | 1005.25 | 1005.25 | 0 | 0 | 0.07462 | 6.3175e-05 | 8.5149e-05 | 6245087.209 | 0.30101 | 0.00025485 | 0.00034349 | 25192342.6875 | 0.04697 | 3.9766e-05 | 5.3597e-05 | 3930955.6992 | 552 | 0 | 0 | 0 |  | Electricity
0 | DifferentialDryBulb | NECB_Default | CO2_based_DCV | HS12_ASHP_Baseboard | Rotary-All | 0.183 | 0.278 | 0.5 | 0.3 | 1.6 | NECB 85% Efficient Condensing Gas Furnace | add_nv | NECB_Default | 45 | Natural Gas Power Vent with Electric Ignition | NECB_Default | lhs | NECB_Default | NECB_Default | MidriseApartment | NECB_Default | NECB_Default | NECB_Default | NECB_Default | CAN_AB_Abee.AgDM.712850_CWEC2020.epw | NECB_Default | NECB_Default | NECB_Default | NECB_Default | NECB_Default | NECB_Default | NECB_Default | NECB_Default | LED | NECB_Default | NECB_Default | NECB_Default | NECB_Default | NECB_Default | NECB_Default | NECB_Default | NECB_Default | NECB_Default | ElectricityHPElecBackup | NECB_Default | NECB_Default | NECB_Default | NECB_Default | 1 | 1 | 1 | NECB_Default | NECB_Default | NECB_Default | NECB2017 | 5400be1d-1dbd-4840-a92b-96f11e95a3fc | f2e12f84-ea0a-4715-acbe-730cac1de648 | Toronto_MidR_Elec_New | local_managed_aws_workers | sampling-lhs | TRUE | 5400be1d-1dbd-4840-a92b-96f11e95a3fc | 834599497928 | :adv_dx_units: NECB_Default :airloop_economizer_type: DifferentialDryBulb :algorithm_type: sampling-lhs :analysis_id: f2e12f84-ea0a-4715-acbe-730cac1de648 :analysis_name: Toronto_MidR_Elec_New :baseline_system_zones_map_option: NECB_Default :boiler_eff: NECB_Default :building_type: MidriseApartment :chiller_type: NECB_Default :compute_environment: local_managed_aws_workers :datapoint_id: 5400be1d-1dbd-4840-a92b-96f11e95a3fc :daylighting_type: NECB_Default :dcv_type: CO2_based_DCV :door_construction_cond: NECB_Default :ecm_system_name: HS12_ASHP_Baseboard :electrical_loads_scale: NECB_Default :epw_file: CAN_ON_Toronto.Pearson.Intl.AP.716240_CWEC2016.epw :erv_package: Rotary-All :ext_floor_cond: NECB_Default :ext_roof_cond: '0.183' :ext_wall_cond: '0.278' :fdwr_set: '0.5' :fixed_wind_solar_trans: '0.3' :fixed_window_cond: '1.6' :furnace_eff: NECB 85% Efficient Condensing Gas Furnace :glass_door_cond: NECB_Default :glass_door_solar_trans: NECB_Default :ground_floor_cond: NECB_Default :ground_roof_cond: NECB_Default :ground_wall_cond: NECB_Default :infiltration_scale: NECB_Default :job_id: 5400be1d-1dbd-4840-a92b-96f11e95a3fc :lights_scale: NECB_Default :lights_type: LED :npv_discount_rate: NECB_Default :npv_end_year: NECB_Default :npv_start_year: NECB_Default :nv_delta_temp_in_out: NECB_Default :nv_opening_fraction: NECB_Default :nv_temp_out_min: NECB_Default :nv_type: add_nv :oa_scale: NECB_Default :occupancy_loads_scale: NECB_Default :output_meters: - frequency: hourly name: NaturalGas:Facility - frequency: hourly name: Electricity:Facility - frequency: hourly name: ElectricityNet:Facility - frequency: hourly name: FuelOil#2:Facility :output_variables: [] :overhead_door_cond: NECB_Default :primary_heating_fuel: Electricity :pv_ground_azimuth_angle: NECB_Default :pv_ground_module_description: NECB_Default :pv_ground_tilt_angle: NECB_Default :pv_ground_total_area_pv_panels_m2: NECB_Default :pv_ground_type: add_pv_ground :rotation_degrees: '45.0' :run_annual_simulation: true :s3_bucket: '834599497928' :scale_x: 1.0 :scale_y: 1.0 :scale_z: 1.0 :scenario: lhs :shw_eff: Natural Gas Power Vent with Electric Ignition :shw_scale: NECB_Default :skylight_cond: NECB_Default :skylight_solar_trans: NECB_Default :srr_set: NECB_Default :template: NECB2017 | https://s3.console.aws.amazon.com/s3/buckets/834599497928?region=ca-central-1&prefix=nshirzad_frontend/Toronto_MidR_Elec_New/sampling-lhs/run/5400be1d-1dbd-4840-a92b-96f11e95a3fc/ | fce2ab2c-9566-4458-995d-91611a355277 | 5400be1d-1dbd-4840-a92b-96f11e95a3fc | SUCCEEDED | 776.8743 | 0.23456 | 0.00019859 | 0.00026766 | 19630872.5 | 0.041694 | 3.53e-05 | 4.7577e-05 | 3489470.4062 | 94.4447 | 17.7233 | 3134.61 | 2325.6934 | 50 | MidriseApartment |  |  | 2 | MidriseApartment | 4 |  | 4 | NECB2017 | 0.24343 | 9553.8375 | 12.9832 | 363.5428 | 53.4861 | 46.3841 | 0 | 26.6071 | 0 | 886.3007 | 87.4664 | TORONTO | ONTARIO | 3.6765 | 0 | 0 | 3.6765 | 22.3909 | 0 | 0 | 22.3909 | 0 | 0.055506 | 0 | 0 | 0.44129 | 0.046369 | 0.00020098 | 0.054709 | 0.062764 | 0.038324 | 0 | 0.0014515 | 0.44129 | 0.18197 | 74.2079 | 0 | Electricity | 50 | 0.757 | [5 empty] | 0.183 | 0.278 | 1.6 | 1.9 | 2 | 55.3675 | Toronto Pearson Intl AP | CAN | 382 | 3615 | 43.677 | -79.631 | 5 | 3890 | ON | CAN_AB_Abee.AgDM.712850_CWEC2020.epw | 0.24165 | 1094.6207 | 12.9832 | 55.3675 | 38.7373 | 19.9629 | TRUE | FALSE | TRUE | FALSE | 12.4492 | -21.7135 | -1 | 1.5606 | 0.01344 | 570.39 | 0 | 116.1128 | 7.9599 | 0.068553 | 2909.34 | 0.1 | 2025-01-22 17:14:30 -0500 | dc55d9ddb | 0.6.3 | 0.44129 | 664.5 | 664.5 | 0 | 0 | 0.07462 | 6.3175e-05 | 8.5149e-05 | 6245087.209 | 0.16853 | 0.00014268 | 0.00019231 | 14104712.4688 | 0.041694 | 3.53e-05 | 4.7577e-05 | 3489470.5117 | 579 | 0 | 0 | 0 |  | Electricity
0 | DifferentialEnthalpy | NECB_Default | Occupancy_based_DCV | HS09_CCASHP_Baseboard | Rotary-Existing | 0.183 | 0.247 | 0.4 | 0.3 | 2.2 | NECB_Default | NECB_Default | NECB_Default | 180 | NECB_Default | 0.08 | lhs | NECB_Default | NECB_Default | MidriseApartment | NECB_Default | NECB_Default | NECB_Default | NECB_Default | CAN_AB_Abee.AgDM.712850_CWEC2020.epw | NECB_Default | NECB_Default | NECB_Default | NECB_Default | NECB_Default | NECB_Default | NECB_Default | NECB_Default | LED | NECB_Default | NECB_Default | NECB_Default | NECB_Default | NECB_Default | NECB_Default | NECB_Default | NECB_Default | NECB_Default | ElectricityHPElecBackup | NECB_Default | NECB_Default | NECB_Default | NECB_Default | 1 | 1 | 1 | NECB_Default | NECB_Default | NECB_Default | NECB2017 | 8654d496-368e-4d76-8506-3242e80d1ae5 | f2e12f84-ea0a-4715-acbe-730cac1de648 | Toronto_MidR_Elec_New | local_managed_aws_workers | sampling-lhs | TRUE | 8654d496-368e-4d76-8506-3242e80d1ae5 | 834599497928 | :adv_dx_units: NECB_Default :airloop_economizer_type: DifferentialEnthalpy :algorithm_type: sampling-lhs :analysis_id: f2e12f84-ea0a-4715-acbe-730cac1de648 :analysis_name: Toronto_MidR_Elec_New :baseline_system_zones_map_option: NECB_Default :boiler_eff: NECB_Default :building_type: MidriseApartment :chiller_type: NECB_Default :compute_environment: local_managed_aws_workers :datapoint_id: 8654d496-368e-4d76-8506-3242e80d1ae5 :daylighting_type: NECB_Default :dcv_type: Occupancy_based_DCV :door_construction_cond: NECB_Default :ecm_system_name: HS09_CCASHP_Baseboard :electrical_loads_scale: NECB_Default :epw_file: CAN_ON_Toronto.Pearson.Intl.AP.716240_CWEC2016.epw :erv_package: Rotary-Existing :ext_floor_cond: NECB_Default :ext_roof_cond: '0.183' :ext_wall_cond: '0.247' :fdwr_set: '0.4' :fixed_wind_solar_trans: '0.3' :fixed_window_cond: '2.2' :furnace_eff: NECB_Default :glass_door_cond: NECB_Default :glass_door_solar_trans: NECB_Default :ground_floor_cond: NECB_Default :ground_roof_cond: NECB_Default :ground_wall_cond: NECB_Default :infiltration_scale: NECB_Default :job_id: 8654d496-368e-4d76-8506-3242e80d1ae5 :lights_scale: NECB_Default :lights_type: LED :npv_discount_rate: NECB_Default :npv_end_year: NECB_Default :npv_start_year: NECB_Default :nv_delta_temp_in_out: NECB_Default :nv_opening_fraction: NECB_Default :nv_temp_out_min: NECB_Default :nv_type: NECB_Default :oa_scale: NECB_Default :occupancy_loads_scale: NECB_Default :output_meters: - frequency: hourly name: NaturalGas:Facility - frequency: hourly name: Electricity:Facility - frequency: hourly name: ElectricityNet:Facility - frequency: hourly name: FuelOil#2:Facility :output_variables: [] :overhead_door_cond: NECB_Default :primary_heating_fuel: Electricity :pv_ground_azimuth_angle: NECB_Default :pv_ground_module_description: NECB_Default :pv_ground_tilt_angle: NECB_Default :pv_ground_total_area_pv_panels_m2: NECB_Default :pv_ground_type: add_pv_ground :rotation_degrees: '180.0' :run_annual_simulation: true :s3_bucket: '834599497928' :scale_x: 1.0 :scale_y: 1.0 :scale_z: 1.0 :scenario: lhs :shw_eff: NECB_Default :shw_scale: NECB_Default :skylight_cond: NECB_Default :skylight_solar_trans: NECB_Default :srr_set: '0.08' :template: NECB2017 | https://s3.console.aws.amazon.com/s3/buckets/834599497928?region=ca-central-1&prefix=nshirzad_frontend/Toronto_MidR_Elec_New/sampling-lhs/run/8654d496-368e-4d76-8506-3242e80d1ae5/ | 3e5fc50f-f862-46fd-bba5-92853182d156 | 8654d496-368e-4d76-8506-3242e80d1ae5 | SUCCEEDED | 237.202 | 0.55735 | 0.00047187 | 0.00063599 | 46645726 | 0 | 0 | 0 | 0 | 107.2187 | 44.7681 | 3134.61 | 2325.6934 | 40 | MidriseApartment |  |  | 8 | MidriseApartment | 4 |  | 4 | NECB2017 | 0.24343 | 9553.8375 | 13.5119 | 285.8429 | 48.4414 | 46.3841 | 0 | 26.6071 | 0 | 780.5443 | 64.4543 | TORONTO | ONTARIO | 4.0691 | 0 | 0 | 4.0691 | 24.782 | 0 | 0 | 24.782 | 0 | 0.051075 | 0 | 0 | 0.48842 | 0.054316 | 0.0013431 | 0.097186 | 0.062764 | 0.038324 | 0 | 0.0014515 | 0.48842 | 0.18196 | 74.2799 | 0 | Electricity | 40 | 0.757 | [5 empty] | 0.183 | 0.247 | 2.2 | 1.9 | 8 | 56.2031 | Toronto Pearson Intl AP | CAN | 382 | 3615 | 43.677 | -79.631 | 5 | 3890 | ON | CAN_AB_Abee.AgDM.712850_CWEC2020.epw | 0.28878 | 1029.4938 | 13.5119 | 56.2031 | 38.7373 | 19.963 | TRUE | FALSE | FALSE | FALSE | 12.4492 | -21.7135 | -1 | 1.5605 | 0.01344 | 570.37 | 0 | 116.1128 | 7.9599 | 0.068553 | 2909.34 | 0.1 | 2025-01-22 17:02:50 -0500 | dc55d9ddb | 0.6.3 | 0.48842 | 903 | 903 | 0 | 0 | 0.07462 | 6.3175e-05 | 8.5149e-05 | 6245087.209 | 0.40045 | 0.00033903 | 0.00045695 | 33514431.625 | 0 | 0 | 0 | 0 | 198 | 0 | 0 | 0 |  | Electricity
0 | NECB_Default | Viessmann Vitocrossal 300 CT3-17 96.2% Efficient Condensing Gas Boiler | CO2_based_DCV | HS13_ASHP_VRF | Plate-Existing | 0.162 | 0.21 | 0.3 | 0.6 | 1.6 | NECB_Default | add_nv | NECB_Default | 45 | Natural Gas Direct Vent with Electric Ignition | 0.05 | lhs | NECB_Default | NECB_Default | MidriseApartment | NECB_Default | NECB_Default | NECB_Default | NECB_Default | CAN_AB_Abee.AgDM.712850_CWEC2020.epw | NECB_Default | NECB_Default | NECB_Default | NECB_Default | NECB_Default | NECB_Default | NECB_Default | NECB_Default | LED | NECB_Default | NECB_Default | NECB_Default | NECB_Default | NECB_Default | NECB_Default | NECB_Default | NECB_Default | NECB_Default | ElectricityHPElecBackup | NECB_Default | NECB_Default | NECB_Default | NECB_Default | 1 | 1 | 1 | NECB_Default | NECB_Default | NECB_Default | NECB2017 | 24a260a7-113e-49d2-8648-1f5ab891bd8a | f2e12f84-ea0a-4715-acbe-730cac1de648 | Toronto_MidR_Elec_New | local_managed_aws_workers | sampling-lhs | TRUE | 24a260a7-113e-49d2-8648-1f5ab891bd8a | 834599497928 | :adv_dx_units: NECB_Default :airloop_economizer_type: NECB_Default :algorithm_type: sampling-lhs :analysis_id: f2e12f84-ea0a-4715-acbe-730cac1de648 :analysis_name: Toronto_MidR_Elec_New :baseline_system_zones_map_option: NECB_Default :boiler_eff: Viessmann Vitocrossal 300 CT3-17 96.2% Efficient Condensing Gas Boiler :building_type: MidriseApartment :chiller_type: NECB_Default :compute_environment: local_managed_aws_workers :datapoint_id: 24a260a7-113e-49d2-8648-1f5ab891bd8a :daylighting_type: NECB_Default :dcv_type: CO2_based_DCV :door_construction_cond: NECB_Default :ecm_system_name: HS13_ASHP_VRF :electrical_loads_scale: NECB_Default :epw_file: CAN_ON_Toronto.Pearson.Intl.AP.716240_CWEC2016.epw :erv_package: Plate-Existing :ext_floor_cond: NECB_Default :ext_roof_cond: '0.162' :ext_wall_cond: '0.21' :fdwr_set: '0.3' :fixed_wind_solar_trans: '0.6' :fixed_window_cond: '1.6' :furnace_eff: NECB_Default :glass_door_cond: NECB_Default :glass_door_solar_trans: NECB_Default :ground_floor_cond: NECB_Default :ground_roof_cond: NECB_Default :ground_wall_cond: NECB_Default :infiltration_scale: NECB_Default :job_id: 24a260a7-113e-49d2-8648-1f5ab891bd8a :lights_scale: NECB_Default :lights_type: LED :npv_discount_rate: NECB_Default :npv_end_year: NECB_Default :npv_start_year: NECB_Default :nv_delta_temp_in_out: NECB_Default :nv_opening_fraction: NECB_Default :nv_temp_out_min: NECB_Default :nv_type: add_nv :oa_scale: NECB_Default :occupancy_loads_scale: NECB_Default :output_meters: - frequency: hourly name: NaturalGas:Facility - frequency: hourly name: Electricity:Facility - frequency: hourly name: ElectricityNet:Facility - frequency: hourly name: FuelOil#2:Facility :output_variables: [] :overhead_door_cond: NECB_Default :primary_heating_fuel: Electricity :pv_ground_azimuth_angle: NECB_Default :pv_ground_module_description: NECB_Default :pv_ground_tilt_angle: NECB_Default :pv_ground_total_area_pv_panels_m2: NECB_Default :pv_ground_type: add_pv_ground :rotation_degrees: '45.0' :run_annual_simulation: true :s3_bucket: '834599497928' :scale_x: 1.0 :scale_y: 1.0 :scale_z: 1.0 :scenario: lhs :shw_eff: Natural Gas Direct Vent with Electric Ignition :shw_scale: NECB_Default :skylight_cond: NECB_Default :skylight_solar_trans: NECB_Default :srr_set: '0.05' :template: NECB2017 | https://s3.console.aws.amazon.com/s3/buckets/834599497928?region=ca-central-1&prefix=nshirzad_frontend/Toronto_MidR_Elec_New/sampling-lhs/run/24a260a7-113e-49d2-8648-1f5ab891bd8a/ | 69cc97b2-6f33-4d6a-a57d-9a3e08d56cca | 24a260a7-113e-49d2-8648-1f5ab891bd8a | SUCCEEDED | 528.5752 | 0.086713 | 7.3414e-05 | 9.8948e-05 | 7257154.75 | 0.044231 | 3.7447e-05 | 5.0472e-05 | 3701770.4531 | 79.1273 | 8.5852 | 3134.61 | 2325.6934 | 30 | MidriseApartment |  |  | 5 | MidriseApartment | 4 |  | 4 | NECB2017 | 0.24343 | 9553.8375 | 13.0277 | 323.7328 | 191.9122 | 46.3841 | 0 | 26.6071 | 0 | 976.8437 | 79.393 | TORONTO | ONTARIO | 3.2336 | 0 | 0 | 3.2336 | 19.6935 | 0 | 0 | 19.6935 | 0 | 0.068528 | 0 | 0 | 0.38812 | 0.013734 | 0.0021789 | 0.019186 | 0.062764 | 0.038324 | 0 | 0.0014515 | 0.38812 | 0.18196 | 48.4317 | 0 | Electricity | 30 | 0.757 | [5 empty] | 0.162 | 0.21 | 1.6 | 1.9 | 5 | 33.6267 | Toronto Pearson Intl AP | CAN | 382 | 3615 | 43.677 | -79.631 | 5 | 3890 | ON | CAN_AB_Abee.AgDM.712850_CWEC2020.epw | 0.18849 | 1139.3359 | 13.0277 | 33.6267 | 38.7372 | 19.9629 | TRUE | FALSE | TRUE | FALSE | 12.4492 | -21.7135 | -1 | 1.5605 | 0.01344 | 570.37 | 0 | 116.1128 | 7.9599 | 0.068553 | 2909.34 | 0.1 | 2025-01-22 17:09:57 -0500 | dc55d9ddb | 0.6.3 | 0.38812 | 244.5 | 244.5 | 0 | 0 | 0.07462 | 6.3175e-05 | 8.5149e-05 | 6245087.209 | 0.062304 | 5.2748e-05 | 7.1095e-05 | 5214345.8711 | 0.044231 | 3.7447e-05 | 5.0472e-05 | 3701770.4336 | 517 | 0 | 0 | 0 |  | Electricity
0 | DifferentialEnthalpy | NECB 88% Efficient Condensing Boiler | No_DCV | HS12_ASHP_Baseboard | Rotary-All | 0.162 | 0.314 | 0.3 | 0.6 | 2.2 | NECB_Default | NECB_Default | NECB_Default | 359 | Natural Gas Direct Vent with Electric Ignition | 0.03 | lhs | NECB_Default | NECB_Default | MidriseApartment | NECB_Default | NECB_Default | NECB_Default | NECB_Default | CAN_AB_Abee.AgDM.712850_CWEC2020.epw | NECB_Default | NECB_Default | NECB_Default | NECB_Default | NECB_Default | NECB_Default | NECB_Default | NECB_Default | LED | NECB_Default | NECB_Default | NECB_Default | NECB_Default | NECB_Default | NECB_Default | NECB_Default | NECB_Default | NECB_Default | ElectricityHPElecBackup | NECB_Default | NECB_Default | NECB_Default | NECB_Default | 1 | 1 | 1 | NECB_Default | NECB_Default | NECB_Default | NECB2017 | 1e168830-cbcb-4a95-bbff-c543b5674c32 | f2e12f84-ea0a-4715-acbe-730cac1de648 | Toronto_MidR_Elec_New | local_managed_aws_workers | sampling-lhs | TRUE | 1e168830-cbcb-4a95-bbff-c543b5674c32 | 834599497928 | :adv_dx_units: NECB_Default :airloop_economizer_type: DifferentialEnthalpy :algorithm_type: sampling-lhs :analysis_id: f2e12f84-ea0a-4715-acbe-730cac1de648 :analysis_name: Toronto_MidR_Elec_New :baseline_system_zones_map_option: NECB_Default :boiler_eff: NECB 88% Efficient Condensing Boiler :building_type: MidriseApartment :chiller_type: NECB_Default :compute_environment: local_managed_aws_workers :datapoint_id: 1e168830-cbcb-4a95-bbff-c543b5674c32 :daylighting_type: NECB_Default :dcv_type: No_DCV :door_construction_cond: NECB_Default :ecm_system_name: HS12_ASHP_Baseboard :electrical_loads_scale: NECB_Default :epw_file: CAN_ON_Toronto.Pearson.Intl.AP.716240_CWEC2016.epw :erv_package: Rotary-All :ext_floor_cond: NECB_Default :ext_roof_cond: '0.162' :ext_wall_cond: '0.314' :fdwr_set: '0.3' :fixed_wind_solar_trans: '0.6' :fixed_window_cond: '2.2' :furnace_eff: NECB_Default :glass_door_cond: NECB_Default :glass_door_solar_trans: NECB_Default :ground_floor_cond: NECB_Default :ground_roof_cond: NECB_Default :ground_wall_cond: NECB_Default :infiltration_scale: NECB_Default :job_id: 1e168830-cbcb-4a95-bbff-c543b5674c32 :lights_scale: NECB_Default :lights_type: LED :npv_discount_rate: NECB_Default :npv_end_year: NECB_Default :npv_start_year: NECB_Default :nv_delta_temp_in_out: NECB_Default :nv_opening_fraction: NECB_Default :nv_temp_out_min: NECB_Default :nv_type: NECB_Default :oa_scale: NECB_Default :occupancy_loads_scale: NECB_Default :output_meters: - frequency: hourly name: NaturalGas:Facility - frequency: hourly name: Electricity:Facility - frequency: hourly name: ElectricityNet:Facility - frequency: hourly name: FuelOil#2:Facility :output_variables: [] :overhead_door_cond: NECB_Default :primary_heating_fuel: Electricity :pv_ground_azimuth_angle: NECB_Default :pv_ground_module_description: NECB_Default :pv_ground_tilt_angle: NECB_Default :pv_ground_total_area_pv_panels_m2: NECB_Default :pv_ground_type: add_pv_ground :rotation_degrees: '359.0' :run_annual_simulation: true :s3_bucket: '834599497928' :scale_x: 1.0 :scale_y: 1.0 :scale_z: 1.0 :scenario: lhs :shw_eff: Natural Gas Direct Vent with Electric Ignition :shw_scale: NECB_Default :skylight_cond: NECB_Default :skylight_solar_trans: NECB_Default :srr_set: '0.03' :template: NECB2017 | https://s3.console.aws.amazon.com/s3/buckets/834599497928?region=ca-central-1&prefix=nshirzad_frontend/Toronto_MidR_Elec_New/sampling-lhs/run/1e168830-cbcb-4a95-bbff-c543b5674c32/ | 79dae13e-1e2f-4460-94d2-d21c847c023a | 1e168830-cbcb-4a95-bbff-c543b5674c32 | SUCCEEDED | 418.2256 | 0.55695 | 0.00047153 | 0.00063553 | 46611802 | 0 | 0 | 0 | 0 | 109.7221 | 39.4556 | 3134.61 | 2325.6934 | 30 | MidriseApartment |  |  | 3 | MidriseApartment | 4 |  | 4 | NECB2017 | 0.24343 | 9553.8375 | 13.6806 | 264.3806 | 50.1163 | 46.3841 | 0 | 26.6071 | 0 | 746.3952 | 50.093 | TORONTO | ONTARIO | 4.1438 | 0 | 0 | 4.1438 | 25.237 | 0 | 0 | 25.237 | 0 | 0.06188 | 0 | 0 | 0.49738 | 0.048169 | 0.0012952 | 0.10154 | 0.062764 | 0.038324 | 0 | 0.0014515 | 0.49738 | 0.18196 | 72.5592 | 0 | Electricity | 30 | 0.757 | [5 empty] | 0.162 | 0.314 | 2.2 | 1.9 | 3 | 54.0208 | Toronto Pearson Intl AP | CAN | 382 | 3615 | 43.677 | -79.631 | 5 | 3890 | ON | CAN_AB_Abee.AgDM.712850_CWEC2020.epw | 0.29774 | 1003.0689 | 13.6806 | 54.0208 | 38.7373 | 19.9629 | TRUE | FALSE | FALSE | FALSE | 12.4492 | -21.7135 | -1 | 1.5605 | 0.01344 | 570.37 | 0 | 116.1128 | 7.9599 | 0.068553 | 2909.34 | 0.1 | 2025-01-22 17:07:27 -0500 | dc55d9ddb | 0.6.3 | 0.49738 | 334 | 334 | 0 | 0 | 0.07462 | 6.3175e-05 | 8.5149e-05 | 6245087.209 | 0.40016 | 0.00033879 | 0.00045662 | 33490027.25 | 0 | 0 | 0 | 0 | 176 | 0 | 0 | 0 |  | Electricity
0 | NECB_Default | NECB_Default | Occupancy_based_DCV | HS08_CCASHP_VRF | NECB_Default_All | 0.142 | 0.278 | 0.3 | 0.4 | 2.2 | NECB_Default | add_nv | NECB_Default | 359 | Natural Gas Direct Vent with Electric Ignition | 0.05 | lhs | NECB_Default | NECB_Default | MidriseApartment | NECB_Default | NECB_Default | NECB_Default | NECB_Default | CAN_AB_Abee.AgDM.712850_CWEC2020.epw | NECB_Default | NECB_Default | NECB_Default | NECB_Default | NECB_Default | NECB_Default | NECB_Default | NECB_Default | LED | NECB_Default | NECB_Default | NECB_Default | NECB_Default | NECB_Default | NECB_Default | NECB_Default | NECB_Default | NECB_Default | ElectricityHPElecBackup | NECB_Default | NECB_Default | NECB_Default | NECB_Default | 1 | 1 | 1 | NECB_Default | NECB_Default | NECB_Default | NECB2017 | 969b18fa-2347-466e-b3ec-64ece95ba985 | f2e12f84-ea0a-4715-acbe-730cac1de648 | Toronto_MidR_Elec_New | local_managed_aws_workers | sampling-lhs | TRUE | 969b18fa-2347-466e-b3ec-64ece95ba985 | 834599497928 | :adv_dx_units: NECB_Default :airloop_economizer_type: NECB_Default :algorithm_type: sampling-lhs :analysis_id: f2e12f84-ea0a-4715-acbe-730cac1de648 :analysis_name: Toronto_MidR_Elec_New :baseline_system_zones_map_option: NECB_Default :boiler_eff: NECB_Default :building_type: MidriseApartment :chiller_type: NECB_Default :compute_environment: local_managed_aws_workers :datapoint_id: 969b18fa-2347-466e-b3ec-64ece95ba985 :daylighting_type: NECB_Default :dcv_type: Occupancy_based_DCV :door_construction_cond: NECB_Default :ecm_system_name: HS08_CCASHP_VRF :electrical_loads_scale: NECB_Default :epw_file: CAN_ON_Toronto.Pearson.Intl.AP.716240_CWEC2016.epw :erv_package: NECB_Default_All :ext_floor_cond: NECB_Default :ext_roof_cond: '0.142' :ext_wall_cond: '0.278' :fdwr_set: '0.3' :fixed_wind_solar_trans: '0.4' :fixed_window_cond: '2.2' :furnace_eff: NECB_Default :glass_door_cond: NECB_Default :glass_door_solar_trans: NECB_Default :ground_floor_cond: NECB_Default :ground_roof_cond: NECB_Default :ground_wall_cond: NECB_Default :infiltration_scale: NECB_Default :job_id: 969b18fa-2347-466e-b3ec-64ece95ba985 :lights_scale: NECB_Default :lights_type: LED :npv_discount_rate: NECB_Default :npv_end_year: NECB_Default :npv_start_year: NECB_Default :nv_delta_temp_in_out: NECB_Default :nv_opening_fraction: NECB_Default :nv_temp_out_min: NECB_Default :nv_type: add_nv :oa_scale: NECB_Default :occupancy_loads_scale: NECB_Default :output_meters: - frequency: hourly name: NaturalGas:Facility - frequency: hourly name: Electricity:Facility - frequency: hourly name: ElectricityNet:Facility - frequency: hourly name: FuelOil#2:Facility :output_variables: [] :overhead_door_cond: NECB_Default :primary_heating_fuel: Electricity :pv_ground_azimuth_angle: NECB_Default :pv_ground_module_description: NECB_Default :pv_ground_tilt_angle: NECB_Default :pv_ground_total_area_pv_panels_m2: NECB_Default :pv_ground_type: add_pv_ground :rotation_degrees: '359.0' :run_annual_simulation: true :s3_bucket: '834599497928' :scale_x: 1.0 :scale_y: 1.0 :scale_z: 1.0 :scenario: lhs :shw_eff: Natural Gas Direct Vent with Electric Ignition :shw_scale: NECB_Default :skylight_cond: NECB_Default :skylight_solar_trans: NECB_Default :srr_set: '0.05' :template: NECB2017 | https://s3.console.aws.amazon.com/s3/buckets/834599497928?region=ca-central-1&prefix=nshirzad_frontend/Toronto_MidR_Elec_New/sampling-lhs/run/969b18fa-2347-466e-b3ec-64ece95ba985/ | 77ebabdf-4cd4-4b27-ba61-3d061a61d554 | 969b18fa-2347-466e-b3ec-64ece95ba985 | SUCCEEDED | 742.2245 | 0.35072 | 0.00029693 | 0.00040021 | 29352694.5 | 0.050355 | 4.2632e-05 | 5.746e-05 | 4214261.5781 | 79.5961 | 26.3155 | 3134.61 | 2325.6934 | 30 | MidriseApartment |  |  | 5 | MidriseApartment | 4 |  | 4 | NECB2017 | 0.24343 | 9553.8375 | 10.7506 | 273.7345 | 166.0934 | 46.3841 | 0 | 26.6071 | 0 | 904.6953 | 83.062 | TORONTO | ONTARIO | 3.2762 | 0 | 0 | 3.2762 | 19.9531 | 0 | 0 | 19.9531 | 0 | 0.03982 | 0 | 0 | 0.39325 | 0.012423 | 0.0056115 | 0.050893 | 0.062764 | 0.038324 | 0 | 0.0014515 | 0.39325 | 0.18196 | 56.6051 | 0 | Electricity | 30 | 0.757 | [5 empty] | 0.142 | 0.278 | 2.2 | 1.9 | 5 | 41.8789 | Toronto Pearson Intl AP | CAN | 382 | 3615 | 43.677 | -79.631 | 5 | 3890 | ON | CAN_AB_Abee.AgDM.712850_CWEC2020.epw | 0.19361 | 1071.6013 | 10.7506 | 41.8789 | 38.7373 | 19.9629 | TRUE | TRUE | TRUE | FALSE | 12.4492 | -21.7135 | -1 | 1.5605 | 0.01344 | 570.37 | 0 | 116.1128 | 7.9599 | 0.068553 | 2909.34 | 0.1 | 2025-01-22 17:00:27 -0500 | dc55d9ddb | 0.6.3 | 0.39325 | 117.25 | 117.25 | 0 | 0 | 0.07462 | 6.3175e-05 | 8.5149e-05 | 6245087.209 | 0.25199 | 0.00021334 | 0.00028755 | 21089606.125 | 0.050355 | 4.2632e-05 | 5.746e-05 | 4214261.6719 | 514 | 0 | 0 | 0 |  | Electricity
0 | DifferentialEnthalpy | NECB_Default | No_DCV | HS11_ASHP_PTHP | Plate-All | 0.227 | 0.314 | 0.4 | 0.6 | 1.6 | NECB 85% Efficient Condensing Gas Furnace | NECB_Default | NECB_Default | 180 | Natural Gas Direct Vent with Electric Ignition | 0.1 | lhs | NECB_Default | NECB_Default | MidriseApartment | NECB_Default | NECB_Default | NECB_Default | NECB_Default | CAN_AB_Abee.AgDM.712850_CWEC2020.epw | NECB_Default | NECB_Default | NECB_Default | NECB_Default | NECB_Default | NECB_Default | NECB_Default | NECB_Default | LED | NECB_Default | NECB_Default | NECB_Default | NECB_Default | NECB_Default | NECB_Default | NECB_Default | NECB_Default | NECB_Default | ElectricityHPElecBackup | NECB_Default | NECB_Default | NECB_Default | NECB_Default | 1 | 1 | 1 | NECB_Default | NECB_Default | NECB_Default | NECB2017 | 557f728e-aee5-41cb-a977-429261316ae7 | f2e12f84-ea0a-4715-acbe-730cac1de648 | Toronto_MidR_Elec_New | local_managed_aws_workers | sampling-lhs | TRUE | 557f728e-aee5-41cb-a977-429261316ae7 | 834599497928 | :adv_dx_units: NECB_Default :airloop_economizer_type: DifferentialEnthalpy :algorithm_type: sampling-lhs :analysis_id: f2e12f84-ea0a-4715-acbe-730cac1de648 :analysis_name: Toronto_MidR_Elec_New :baseline_system_zones_map_option: NECB_Default :boiler_eff: NECB_Default :building_type: MidriseApartment :chiller_type: NECB_Default :compute_environment: local_managed_aws_workers :datapoint_id: 557f728e-aee5-41cb-a977-429261316ae7 :daylighting_type: NECB_Default :dcv_type: No_DCV :door_construction_cond: NECB_Default :ecm_system_name: HS11_ASHP_PTHP :electrical_loads_scale: NECB_Default :epw_file: CAN_ON_Toronto.Pearson.Intl.AP.716240_CWEC2016.epw :erv_package: Plate-All :ext_floor_cond: NECB_Default :ext_roof_cond: '0.227' :ext_wall_cond: '0.314' :fdwr_set: '0.4' :fixed_wind_solar_trans: '0.6' :fixed_window_cond: '1.6' :furnace_eff: NECB 85% Efficient Condensing Gas Furnace :glass_door_cond: NECB_Default :glass_door_solar_trans: NECB_Default :ground_floor_cond: NECB_Default :ground_roof_cond: NECB_Default :ground_wall_cond: NECB_Default :infiltration_scale: NECB_Default :job_id: 557f728e-aee5-41cb-a977-429261316ae7 :lights_scale: NECB_Default :lights_type: LED :npv_discount_rate: NECB_Default :npv_end_year: NECB_Default :npv_start_year: NECB_Default :nv_delta_temp_in_out: NECB_Default :nv_opening_fraction: NECB_Default :nv_temp_out_min: NECB_Default :nv_type: NECB_Default :oa_scale: NECB_Default :occupancy_loads_scale: NECB_Default :output_meters: - frequency: hourly name: NaturalGas:Facility - frequency: hourly name: Electricity:Facility - frequency: hourly name: ElectricityNet:Facility - frequency: hourly name: FuelOil#2:Facility :output_variables: [] :overhead_door_cond: NECB_Default :primary_heating_fuel: Electricity :pv_ground_azimuth_angle: NECB_Default :pv_ground_module_description: NECB_Default :pv_ground_tilt_angle: NECB_Default :pv_ground_total_area_pv_panels_m2: NECB_Default :pv_ground_type: NECB_Default :rotation_degrees: '180.0' :run_annual_simulation: true :s3_bucket: '834599497928' :scale_x: 1.0 :scale_y: 1.0 :scale_z: 1.0 :scenario: lhs :shw_eff: Natural Gas Direct Vent with Electric Ignition :shw_scale: NECB_Default :skylight_cond: NECB_Default :skylight_solar_trans: NECB_Default :srr_set: '0.1' :template: NECB2017 | https://s3.console.aws.amazon.com/s3/buckets/834599497928?region=ca-central-1&prefix=nshirzad_frontend/Toronto_MidR_Elec_New/sampling-lhs/run/557f728e-aee5-41cb-a977-429261316ae7/ | 6f04c767-0fee-43b9-9bf2-ef8e1e49d3cb | 557f728e-aee5-41cb-a977-429261316ae7 | SUCCEEDED | 503.8993 | 0.4928 | 0.00041722 | 0.00056234 | 41243594.5 | 0 | 0 | 0 | 0 | 108.937 | 45.3999 | 3134.61 | 2325.6934 | 40 | MidriseApartment |  |  | 10 | MidriseApartment | 4 |  | 4 | NECB2017 | 0.24343 | 9553.8375 | 18.1985 | 335.1913 | 106.0365 | 46.3841 | 0 | 26.6071 | 0 | 555.9693 | 41.7503 | TORONTO | ONTARIO | 4.1181 | 0 | 0 | 4.1181 | 25.0802 | 0 | 0 | 25.0802 | 0 | 0.084926 | 0 | 0 | 0.49429 | 0.017658 | 0.0010272 | 0.10618 | 0.062764 | 0.038324 | 0 | 0.0014515 | 0.49429 | 0.18196 | 74.0355 | 0 | Electricity | 40 | 0.757 | [5 empty] | 0.227 | 0.314 | 1.6 | 1.9 | 10 | 57.0434 | Toronto Pearson Intl AP | CAN | 382 | 3615 | 43.677 | -79.631 | 5 | 3890 | ON | CAN_AB_Abee.AgDM.712850_CWEC2020.epw | 0.49429 | 982.0818 | 18.1985 | 57.0434 | 38.7372 | 19.9629 | TRUE | FALSE | FALSE | FALSE | 12.4492 | -21.7135 | -1 | 1.5605 | 0.01344 | 570.38 | 0 | 116.1128 | 7.9599 | 0.068553 | 2909.34 | 0.1 | 2025-01-22 17:11:48 -0500 | dc55d9ddb | 0.6.3 | 0.49429 | 156.75 | 156.75 | 0.25 | 0.25 | 0.07462 | 6.3175e-05 | 8.5149e-05 | 6245087.209 | 0.35407 | 0.00029977 | 0.00040403 | 29632982.0625 | 0 | 0 | 0 | 0 | 182 | 0 | 0 | 0 |  | Electricity
0 | DifferentialEnthalpy | NECB 88% Efficient Condensing Boiler | CO2_based_DCV | HS12_ASHP_Baseboard | Rotary-All | 0.142 | 0.21 | 0.4 | 0.4 | 2.2 | NECB 85% Efficient Condensing Gas Furnace | NECB_Default | NECB_Default | 180 | Natural Gas Power Vent with Electric Ignition | 0.08 | lhs | NECB_Default | NECB_Default | MidriseApartment | NECB_Default | NECB_Default | NECB_Default | NECB_Default | CAN_AB_Abee.AgDM.712850_CWEC2020.epw | NECB_Default | NECB_Default | NECB_Default | NECB_Default | NECB_Default | NECB_Default | NECB_Default | NECB_Default | LED | NECB_Default | NECB_Default | NECB_Default | NECB_Default | NECB_Default | NECB_Default | NECB_Default | NECB_Default | NECB_Default | ElectricityHPElecBackup | NECB_Default | NECB_Default | NECB_Default | NECB_Default | 1 | 1 | 1 | NECB_Default | NECB_Default | NECB_Default | NECB2017 | 2e5c033c-9445-4ebe-8618-60d805c82c48 | f2e12f84-ea0a-4715-acbe-730cac1de648 | Toronto_MidR_Elec_New | local_managed_aws_workers | sampling-lhs | TRUE | 2e5c033c-9445-4ebe-8618-60d805c82c48 | 834599497928 | :adv_dx_units: NECB_Default :airloop_economizer_type: DifferentialEnthalpy :algorithm_type: sampling-lhs :analysis_id: f2e12f84-ea0a-4715-acbe-730cac1de648 :analysis_name: Toronto_MidR_Elec_New :baseline_system_zones_map_option: NECB_Default :boiler_eff: NECB 88% Efficient Condensing Boiler :building_type: MidriseApartment :chiller_type: NECB_Default :compute_environment: local_managed_aws_workers :datapoint_id: 2e5c033c-9445-4ebe-8618-60d805c82c48 :daylighting_type: NECB_Default :dcv_type: CO2_based_DCV :door_construction_cond: NECB_Default :ecm_system_name: HS12_ASHP_Baseboard :electrical_loads_scale: NECB_Default :epw_file: CAN_ON_Toronto.Pearson.Intl.AP.716240_CWEC2016.epw :erv_package: Rotary-All :ext_floor_cond: NECB_Default :ext_roof_cond: '0.142' :ext_wall_cond: '0.21' :fdwr_set: '0.4' :fixed_wind_solar_trans: '0.4' :fixed_window_cond: '2.2' :furnace_eff: NECB 85% Efficient Condensing Gas Furnace :glass_door_cond: NECB_Default :glass_door_solar_trans: NECB_Default :ground_floor_cond: NECB_Default :ground_roof_cond: NECB_Default :ground_wall_cond: NECB_Default :infiltration_scale: NECB_Default :job_id: 2e5c033c-9445-4ebe-8618-60d805c82c48 :lights_scale: NECB_Default :lights_type: LED :npv_discount_rate: NECB_Default :npv_end_year: NECB_Default :npv_start_year: NECB_Default :nv_delta_temp_in_out: NECB_Default :nv_opening_fraction: NECB_Default :nv_temp_out_min: NECB_Default :nv_type: NECB_Default :oa_scale: NECB_Default :occupancy_loads_scale: NECB_Default :output_meters: - frequency: hourly name: NaturalGas:Facility - frequency: hourly name: Electricity:Facility - frequency: hourly name: ElectricityNet:Facility - frequency: hourly name: FuelOil#2:Facility :output_variables: [] :overhead_door_cond: NECB_Default :primary_heating_fuel: Electricity :pv_ground_azimuth_angle: NECB_Default :pv_ground_module_description: NECB_Default :pv_ground_tilt_angle: NECB_Default :pv_ground_total_area_pv_panels_m2: NECB_Default :pv_ground_type: NECB_Default :rotation_degrees: '180.0' :run_annual_simulation: true :s3_bucket: '834599497928' :scale_x: 1.0 :scale_y: 1.0 :scale_z: 1.0 :scenario: lhs :shw_eff: Natural Gas Power Vent with Electric Ignition :shw_scale: NECB_Default :skylight_cond: NECB_Default :skylight_solar_trans: NECB_Default :srr_set: '0.08' :template: NECB2017 | https://s3.console.aws.amazon.com/s3/buckets/834599497928?region=ca-central-1&prefix=nshirzad_frontend/Toronto_MidR_Elec_New/sampling-lhs/run/2e5c033c-9445-4ebe-8618-60d805c82c48/ | 06629458-7b41-4ed2-9de5-8d333385679e | 2e5c033c-9445-4ebe-8618-60d805c82c48 | SUCCEEDED | 311.3017 | 0.29669 | 0.00025119 | 0.00033856 | 24830850.5 | 0 | 0 | 0 | 0 | 98.2295 | 17.5124 | 3134.61 | 2325.6934 | 40 | MidriseApartment |  |  | 8 | MidriseApartment | 4 |  | 4 | NECB2017 | 0.24343 | 9553.8375 | 14.6073 | 294.3894 | 51.2255 | 46.3841 | 0 | 26.6071 | 0 | 482.1538 | 63.5473 | TORONTO | ONTARIO | 3.792 | 0 | 0 | 3.792 | 23.0942 | 0 | 0 | 23.0942 | 0 | 0.060668 | 0 | 0 | 0.45515 | 0.055713 | 0.00043706 | 0.053834 | 0.062764 | 0.038324 | 0 | 0.0014515 | 0.45515 | 0.18196 | 75.9815 | 0 | Electricity | 40 | 0.757 | [5 empty] | 0.142 | 0.21 | 2.2 | 1.9 | 8 | 57.4699 | Toronto Pearson Intl AP | CAN | 382 | 3615 | 43.677 | -79.631 | 5 | 3890 | ON | CAN_AB_Abee.AgDM.712850_CWEC2020.epw | 0.45515 | 874.5264 | 14.6073 | 57.4699 | 38.7373 | 19.9629 | TRUE | FALSE | TRUE | FALSE | 12.4492 | -21.7135 | -1 | 1.5605 | 0.01344 | 570.37 | 0 | 116.1128 | 7.9599 | 0.068553 | 2909.34 | 0.1 | 2025-01-22 17:03:12 -0500 | dc55d9ddb | 0.6.3 | 0.45515 | 729.75 | 729.75 | 0 | 0 | 0.07462 | 6.3175e-05 | 8.5149e-05 | 6245087.209 | 0.21317 | 0.00018048 | 0.00024325 | 17840810.1875 | 0 | 0 | 0 | 0 | 199 | 0 | 0 | 0 |  | Electricity
0 | NECB_Default | NECB 88% Efficient Condensing Boiler | Occupancy_based_DCV | HS08_CCASHP_VRF | NECB_Default_All | 0.162 | 0.21 | 0.69 | 0.2 | 2.2 | NECB 85% Efficient Condensing Gas Furnace | NECB_Default | NECB_Default | 90 | NECB_Default | 0.08 | lhs | NECB_Default | NECB_Default | MidriseApartment | NECB_Default | NECB_Default | NECB_Default | NECB_Default | CAN_AB_Abee.AgDM.712850_CWEC2020.epw | NECB_Default | NECB_Default | NECB_Default | NECB_Default | NECB_Default | NECB_Default | NECB_Default | NECB_Default | LED | NECB_Default | NECB_Default | NECB_Default | NECB_Default | NECB_Default | NECB_Default | NECB_Default | NECB_Default | NECB_Default | ElectricityHPElecBackup | NECB_Default | NECB_Default | NECB_Default | NECB_Default | 1 | 1 | 1 | NECB_Default | NECB_Default | NECB_Default | NECB2017 | d4d7dcfd-96f5-4eb6-bdda-0b13abd3c516 | f2e12f84-ea0a-4715-acbe-730cac1de648 | Toronto_MidR_Elec_New | local_managed_aws_workers | sampling-lhs | TRUE | d4d7dcfd-96f5-4eb6-bdda-0b13abd3c516 | 834599497928 | :adv_dx_units: NECB_Default :airloop_economizer_type: NECB_Default :algorithm_type: sampling-lhs :analysis_id: f2e12f84-ea0a-4715-acbe-730cac1de648 :analysis_name: Toronto_MidR_Elec_New :baseline_system_zones_map_option: NECB_Default :boiler_eff: NECB 88% Efficient Condensing Boiler :building_type: MidriseApartment :chiller_type: NECB_Default :compute_environment: local_managed_aws_workers :datapoint_id: d4d7dcfd-96f5-4eb6-bdda-0b13abd3c516 :daylighting_type: NECB_Default :dcv_type: Occupancy_based_DCV :door_construction_cond: NECB_Default :ecm_system_name: HS08_CCASHP_VRF :electrical_loads_scale: NECB_Default :epw_file: CAN_ON_Toronto.Pearson.Intl.AP.716240_CWEC2016.epw :erv_package: NECB_Default_All :ext_floor_cond: NECB_Default :ext_roof_cond: '0.162' :ext_wall_cond: '0.21' :fdwr_set: '0.69' :fixed_wind_solar_trans: '0.2' :fixed_window_cond: '2.2' :furnace_eff: NECB 85% Efficient Condensing Gas Furnace :glass_door_cond: NECB_Default :glass_door_solar_trans: NECB_Default :ground_floor_cond: NECB_Default :ground_roof_cond: NECB_Default :ground_wall_cond: NECB_Default :infiltration_scale: NECB_Default :job_id: d4d7dcfd-96f5-4eb6-bdda-0b13abd3c516 :lights_scale: NECB_Default :lights_type: LED :npv_discount_rate: NECB_Default :npv_end_year: NECB_Default :npv_start_year: NECB_Default :nv_delta_temp_in_out: NECB_Default :nv_opening_fraction: NECB_Default :nv_temp_out_min: NECB_Default :nv_type: NECB_Default :oa_scale: NECB_Default :occupancy_loads_scale: NECB_Default :output_meters: - frequency: hourly name: NaturalGas:Facility - frequency: hourly name: Electricity:Facility - frequency: hourly name: ElectricityNet:Facility - frequency: hourly name: FuelOil#2:Facility :output_variables: [] :overhead_door_cond: NECB_Default :primary_heating_fuel: Electricity :pv_ground_azimuth_angle: NECB_Default :pv_ground_module_description: NECB_Default :pv_ground_tilt_angle: NECB_Default :pv_ground_total_area_pv_panels_m2: NECB_Default :pv_ground_type: NECB_Default :rotation_degrees: '90.0' :run_annual_simulation: true :s3_bucket: '834599497928' :scale_x: 1.0 :scale_y: 1.0 :scale_z: 1.0 :scenario: lhs :shw_eff: NECB_Default :shw_scale: NECB_Default :skylight_cond: NECB_Default :skylight_solar_trans: NECB_Default :srr_set: '0.08' :template: NECB2017 | https://s3.console.aws.amazon.com/s3/buckets/834599497928?region=ca-central-1&prefix=nshirzad_frontend/Toronto_MidR_Elec_New/sampling-lhs/run/d4d7dcfd-96f5-4eb6-bdda-0b13abd3c516/ | 4f0ddfbd-6fbc-49d3-9ffa-a1e9b8755d21 | d4d7dcfd-96f5-4eb6-bdda-0b13abd3c516 | SUCCEEDED | 486.5358 | 0.4928 | 0.00041722 | 0.00056234 | 41243594.5 | 0 | 0 | 0 | 0 | 95.1882 | 48.6956 | 3134.61 | 2325.6934 | 69 | MidriseApartment |  |  | 8 | MidriseApartment | 4 |  | 4 | NECB2017 | 0.24343 | 9553.8375 | 13.461 | 310.8301 | 205.646 | 46.3841 | 0 | 26.6071 | 0 | 647.8417 | 58.3744 | TORONTO | ONTARIO | 3.762 | 0 | 0 | 3.762 | 22.9118 | 0 | 0 | 22.9118 | 0 | 0.043017 | 0 | 0 | 0.45156 | 0.017476 | 0.0077904 | 0.098771 | 0.062764 | 0.038324 | 0 | 0.0014515 | 0.45156 | 0.18196 | 67.4158 | 0 | Electricity | 69 | 0.757 | [5 empty] | 0.162 | 0.21 | 2.2 | 1.9 | 8 | 52.5654 | Toronto Pearson Intl AP | CAN | 382 | 3615 | 43.677 | -79.631 | 5 | 3890 | ON | CAN_AB_Abee.AgDM.712850_CWEC2020.epw | 0.45155 | 1037.1108 | 13.461 | 52.5654 | 38.7373 | 19.9629 | TRUE | FALSE | FALSE | FALSE | 12.4492 | -21.7135 | -1 | 1.5605 | 0.01344 | 570.38 | 0 | 116.1128 | 7.9599 | 0.068553 | 2909.34 | 0.1 | 2025-01-22 17:12:12 -0500 | dc55d9ddb | 0.6.3 | 0.45156 | 18.5 | 18.5 | 0 | 0 | 0.07462 | 6.3175e-05 | 8.5149e-05 | 6245087.209 | 0.35407 | 0.00029977 | 0.00040403 | 29632990.875 | 0 | 0 | 0 | 0 | 131 | 0 | 0 | 0 |  | Electricity
0 | DifferentialEnthalpy | Viessmann Vitocrossal 300 CT3-17 96.2% Efficient Condensing Gas Boiler | No_DCV | HS12_ASHP_Baseboard | Plate-Existing | 0.142 | 0.247 | 0.3 | 0.4 | 2.2 | NECB 85% Efficient Condensing Gas Furnace | NECB_Default | NECB_Default | 270 | Natural Gas Power Vent with Electric Ignition | 0.1 | lhs | NECB_Default | NECB_Default | MidriseApartment | NECB_Default | NECB_Default | NECB_Default | NECB_Default | CAN_AB_Abee.AgDM.712850_CWEC2020.epw | NECB_Default | NECB_Default | NECB_Default | NECB_Default | NECB_Default | NECB_Default | NECB_Default | NECB_Default | LED | NECB_Default | NECB_Default | NECB_Default | NECB_Default | NECB_Default | NECB_Default | NECB_Default | NECB_Default | NECB_Default | ElectricityHPElecBackup | NECB_Default | NECB_Default | NECB_Default | NECB_Default | 1 | 1 | 1 | NECB_Default | NECB_Default | NECB_Default | NECB2017 | 4fd27b51-59d7-424c-b5a3-9974e2018ee4 | f2e12f84-ea0a-4715-acbe-730cac1de648 | Toronto_MidR_Elec_New | local_managed_aws_workers | sampling-lhs | TRUE | 4fd27b51-59d7-424c-b5a3-9974e2018ee4 | 834599497928 | :adv_dx_units: NECB_Default :airloop_economizer_type: DifferentialEnthalpy :algorithm_type: sampling-lhs :analysis_id: f2e12f84-ea0a-4715-acbe-730cac1de648 :analysis_name: Toronto_MidR_Elec_New :baseline_system_zones_map_option: NECB_Default :boiler_eff: Viessmann Vitocrossal 300 CT3-17 96.2% Efficient Condensing Gas Boiler :building_type: MidriseApartment :chiller_type: NECB_Default :compute_environment: local_managed_aws_workers :datapoint_id: 4fd27b51-59d7-424c-b5a3-9974e2018ee4 :daylighting_type: NECB_Default :dcv_type: No_DCV :door_construction_cond: NECB_Default :ecm_system_name: HS12_ASHP_Baseboard :electrical_loads_scale: NECB_Default :epw_file: CAN_ON_Toronto.Pearson.Intl.AP.716240_CWEC2016.epw :erv_package: Plate-Existing :ext_floor_cond: NECB_Default :ext_roof_cond: '0.142' :ext_wall_cond: '0.247' :fdwr_set: '0.3' :fixed_wind_solar_trans: '0.4' :fixed_window_cond: '2.2' :furnace_eff: NECB 85% Efficient Condensing Gas Furnace :glass_door_cond: NECB_Default :glass_door_solar_trans: NECB_Default :ground_floor_cond: NECB_Default :ground_roof_cond: NECB_Default :ground_wall_cond: NECB_Default :infiltration_scale: NECB_Default :job_id: 4fd27b51-59d7-424c-b5a3-9974e2018ee4 :lights_scale: NECB_Default :lights_type: LED :npv_discount_rate: NECB_Default :npv_end_year: NECB_Default :npv_start_year: NECB_Default :nv_delta_temp_in_out: NECB_Default :nv_opening_fraction: NECB_Default :nv_temp_out_min: NECB_Default :nv_type: NECB_Default :oa_scale: NECB_Default :occupancy_loads_scale: NECB_Default :output_meters: - frequency: hourly name: NaturalGas:Facility - frequency: hourly name: Electricity:Facility - frequency: hourly name: ElectricityNet:Facility - frequency: hourly name: FuelOil#2:Facility :output_variables: [] :overhead_door_cond: NECB_Default :primary_heating_fuel: Electricity :pv_ground_azimuth_angle: NECB_Default :pv_ground_module_description: NECB_Default :pv_ground_tilt_angle: NECB_Default :pv_ground_total_area_pv_panels_m2: NECB_Default :pv_ground_type: add_pv_ground :rotation_degrees: '270.0' :run_annual_simulation: true :s3_bucket: '834599497928' :scale_x: 1.0 :scale_y: 1.0 :scale_z: 1.0 :scenario: lhs :shw_eff: Natural Gas Power Vent with Electric Ignition :shw_scale: NECB_Default :skylight_cond: NECB_Default :skylight_solar_trans: NECB_Default :srr_set: '0.1' :template: NECB2017 | https://s3.console.aws.amazon.com/s3/buckets/834599497928?region=ca-central-1&prefix=nshirzad_frontend/Toronto_MidR_Elec_New/sampling-lhs/run/4fd27b51-59d7-424c-b5a3-9974e2018ee4/ | 2f611537-5483-483d-83be-6be438189be0 | 4fd27b51-59d7-424c-b5a3-9974e2018ee4 | SUCCEEDED | 226.1215 | 0.56715 | 0.00048017 | 0.00064718 | 47465932 | 0 | 0 | 0 | 0 | 111.9074 | 39.5344 | 3134.61 | 2325.6934 | 30 | MidriseApartment |  |  | 10 | MidriseApartment | 4 |  | 4 | NECB2017 | 0.24343 | 9553.8375 | 15.0666 | 282.6227 | 52.1175 | 46.3841 | 0 | 26.6071 | 0 | 767.826 | 51.2804 | TORONTO | ONTARIO | 4.2097 | 0 | 0 | 4.2097 | 25.6383 | 0 | 0 | 25.6383 | 0 | 0.061016 | 0 | 0 | 0.50529 | 0.05682 | 0.0013367 | 0.10162 | 0.062764 | 0.038324 | 0 | 0.0014515 | 0.50529 | 0.18196 | 74.1049 | 0 | Electricity | 30 | 0.757 | [5 empty] | 0.142 | 0.247 | 2.2 | 1.9 | 10 | 54.9167 | Toronto Pearson Intl AP | CAN | 382 | 3615 | 43.677 | -79.631 | 5 | 3890 | ON | CAN_AB_Abee.AgDM.712850_CWEC2020.epw | 0.30565 | 1031.3187 | 15.0666 | 54.9167 | 38.7373 | 19.9629 | TRUE | FALSE | FALSE | FALSE | 12.4492 | -21.7135 | -1 | 1.5605 | 0.01344 | 570.37 | 0 | 116.1128 | 7.9599 | 0.068553 | 2909.34 | 0.1 | 2025-01-22 17:02:41 -0500 | dc55d9ddb | 0.6.3 | 0.50529 | 831.75 | 831.75 | 0 | 0 | 0.07462 | 6.3175e-05 | 8.5149e-05 | 6245087.209 | 0.40749 | 0.00034499 | 0.00046499 | 34103693.0625 | 0 | 0 | 0 | 0 | 177 | 0 | 0 | 0 |  | Electricity
0 | DifferentialDryBulb | Viessmann Vitocrossal 300 CT3-17 96.2% Efficient Condensing Gas Boiler | CO2_based_DCV | HS09_CCASHP_Baseboard | NECB_Default_All | 0.193 | 0.278 | 0.3 | 0.2 | 2.2 | NECB_Default | add_nv | NECB_Default | 90 | Natural Gas Direct Vent with Electric Ignition | NECB_Default | lhs | NECB_Default | NECB_Default | MidriseApartment | NECB_Default | NECB_Default | NECB_Default | NECB_Default | CAN_AB_Abee.AgDM.712850_CWEC2020.epw | NECB_Default | NECB_Default | NECB_Default | NECB_Default | NECB_Default | NECB_Default | NECB_Default | NECB_Default | LED | NECB_Default | NECB_Default | NECB_Default | NECB_Default | NECB_Default | NECB_Default | NECB_Default | NECB_Default | NECB_Default | ElectricityHPElecBackup | NECB_Default | NECB_Default | NECB_Default | NECB_Default | 1 | 1 | 1 | NECB_Default | NECB_Default | NECB_Default | NECB2017 | 0d510f67-faec-477b-8b7b-4efb9800febf | f2e12f84-ea0a-4715-acbe-730cac1de648 | Toronto_MidR_Elec_New | local_managed_aws_workers | sampling-lhs | TRUE | 0d510f67-faec-477b-8b7b-4efb9800febf | 834599497928 | :adv_dx_units: NECB_Default :airloop_economizer_type: DifferentialDryBulb :algorithm_type: sampling-lhs :analysis_id: f2e12f84-ea0a-4715-acbe-730cac1de648 :analysis_name: Toronto_MidR_Elec_New :baseline_system_zones_map_option: NECB_Default :boiler_eff: Viessmann Vitocrossal 300 CT3-17 96.2% Efficient Condensing Gas Boiler :building_type: MidriseApartment :chiller_type: NECB_Default :compute_environment: local_managed_aws_workers :datapoint_id: 0d510f67-faec-477b-8b7b-4efb9800febf :daylighting_type: NECB_Default :dcv_type: CO2_based_DCV :door_construction_cond: NECB_Default :ecm_system_name: HS09_CCASHP_Baseboard :electrical_loads_scale: NECB_Default :epw_file: CAN_ON_Toronto.Pearson.Intl.AP.716240_CWEC2016.epw :erv_package: NECB_Default_All :ext_floor_cond: NECB_Default :ext_roof_cond: '0.193' :ext_wall_cond: '0.278' :fdwr_set: '0.3' :fixed_wind_solar_trans: '0.2' :fixed_window_cond: '2.2' :furnace_eff: NECB_Default :glass_door_cond: NECB_Default :glass_door_solar_trans: NECB_Default :ground_floor_cond: NECB_Default :ground_roof_cond: NECB_Default :ground_wall_cond: NECB_Default :infiltration_scale: NECB_Default :job_id: 0d510f67-faec-477b-8b7b-4efb9800febf :lights_scale: NECB_Default :lights_type: LED :npv_discount_rate: NECB_Default :npv_end_year: NECB_Default :npv_start_year: NECB_Default :nv_delta_temp_in_out: NECB_Default :nv_opening_fraction: NECB_Default :nv_temp_out_min: NECB_Default :nv_type: add_nv :oa_scale: NECB_Default :occupancy_loads_scale: NECB_Default :output_meters: - frequency: hourly name: NaturalGas:Facility - frequency: hourly name: Electricity:Facility - frequency: hourly name: ElectricityNet:Facility - frequency: hourly name: FuelOil#2:Facility :output_variables: [] :overhead_door_cond: NECB_Default :primary_heating_fuel: Electricity :pv_ground_azimuth_angle: NECB_Default :pv_ground_module_description: NECB_Default :pv_ground_tilt_angle: NECB_Default :pv_ground_total_area_pv_panels_m2: NECB_Default :pv_ground_type: add_pv_ground :rotation_degrees: '90.0' :run_annual_simulation: true :s3_bucket: '834599497928' :scale_x: 1.0 :scale_y: 1.0 :scale_z: 1.0 :scenario: lhs :shw_eff: Natural Gas Direct Vent with Electric Ignition :shw_scale: NECB_Default :skylight_cond: NECB_Default :skylight_solar_trans: NECB_Default :srr_set: NECB_Default :template: NECB2017 | https://s3.console.aws.amazon.com/s3/buckets/834599497928?region=ca-central-1&prefix=nshirzad_frontend/Toronto_MidR_Elec_New/sampling-lhs/run/0d510f67-faec-477b-8b7b-4efb9800febf/ | 9b3474f3-213b-4ed5-991c-e234de33ae37 | 0d510f67-faec-477b-8b7b-4efb9800febf | SUCCEEDED | 669.0951 | 0.20666 | 0.00017497 | 0.00023582 | 17296014.75 | 0.045629 | 3.8631e-05 | 5.2067e-05 | 3818764.7812 | 86.8219 | 20.2099 | 3134.61 | 2325.6934 | 30 | MidriseApartment |  |  | 2 | MidriseApartment | 4 |  | 4 | NECB2017 | 0.24343 | 9553.8375 | 9.1505 | 261.3665 | 44.4614 | 46.3841 | 0 | 26.6071 | 0 | 781.6226 | 93.9894 | TORONTO | ONTARIO | 3.4481 | 0 | 0 | 3.4481 | 20.9997 | 0 | 0 | 20.9997 | 0 | 0.033255 | 0 | 0 | 0.41387 | 0.037332 | 0.00022331 | 0.058562 | 0.062764 | 0.038324 | 0 | 0.0014515 | 0.41387 | 0.18196 | 69.0451 | 0 | Electricity | 30 | 0.757 | [5 empty] | 0.193 | 0.278 | 2.2 | 1.9 | 2 | 50.7896 | Toronto Pearson Intl AP | CAN | 382 | 3615 | 43.677 | -79.631 | 5 | 3890 | ON | CAN_AB_Abee.AgDM.712850_CWEC2020.epw | 0.21423 | 966.3045 | 9.1505 | 50.7896 | 38.7372 | 19.9629 | TRUE | TRUE | TRUE | FALSE | 12.4492 | -21.7135 | -1 | 1.5605 | 0.01344 | 570.37 | 0 | 116.1128 | 7.9599 | 0.068553 | 2909.34 | 0.1 | 2025-01-22 16:57:10 -0500 | dc55d9ddb | 0.6.3 | 0.41387 | 942 | 942 | 0 | 0 | 0.07462 | 6.3175e-05 | 8.5149e-05 | 6245087.209 | 0.14849 | 0.00012571 | 0.00016944 | 12427181.875 | 0.045629 | 3.8631e-05 | 5.2067e-05 | 3818764.8086 | 568 | 0 | 0 | 0 |  | Electricity
0 | DifferentialEnthalpy | NECB_Default | CO2_based_DCV | HS12_ASHP_Baseboard | Plate-All | 0.138 | 0.247 | 0.3 | 0.5 | 2.2 | NECB 85% Efficient Condensing Gas Furnace | add_nv | NECB_Default | 180 | NECB_Default | 0.05 | lhs | NECB_Default | NECB_Default | MidriseApartment | NECB_Default | NECB_Default | NECB_Default | NECB_Default | CAN_AB_Abee.AgDM.712850_CWEC2020.epw | NECB_Default | NECB_Default | NECB_Default | NECB_Default | NECB_Default | NECB_Default | NECB_Default | NECB_Default | LED | NECB_Default | NECB_Default | NECB_Default | NECB_Default | NECB_Default | NECB_Default | NECB_Default | NECB_Default | NECB_Default | ElectricityHPElecBackup | NECB_Default | NECB_Default | NECB_Default | NECB_Default | 1 | 1 | 1 | NECB_Default | NECB_Default | NECB_Default | NECB2017 | 09ca75f5-5b41-4b27-8069-f207fcd65e7d | f2e12f84-ea0a-4715-acbe-730cac1de648 | Toronto_MidR_Elec_New | local_managed_aws_workers | sampling-lhs | TRUE | 09ca75f5-5b41-4b27-8069-f207fcd65e7d | 834599497928 | :adv_dx_units: NECB_Default :airloop_economizer_type: DifferentialEnthalpy :algorithm_type: sampling-lhs :analysis_id: f2e12f84-ea0a-4715-acbe-730cac1de648 :analysis_name: Toronto_MidR_Elec_New :baseline_system_zones_map_option: NECB_Default :boiler_eff: NECB_Default :building_type: MidriseApartment :chiller_type: NECB_Default :compute_environment: local_managed_aws_workers :datapoint_id: 09ca75f5-5b41-4b27-8069-f207fcd65e7d :daylighting_type: NECB_Default :dcv_type: CO2_based_DCV :door_construction_cond: NECB_Default :ecm_system_name: HS12_ASHP_Baseboard :electrical_loads_scale: NECB_Default :epw_file: CAN_ON_Toronto.Pearson.Intl.AP.716240_CWEC2016.epw :erv_package: Plate-All :ext_floor_cond: NECB_Default :ext_roof_cond: '0.138' :ext_wall_cond: '0.247' :fdwr_set: '0.3' :fixed_wind_solar_trans: '0.5' :fixed_window_cond: '2.2' :furnace_eff: NECB 85% Efficient Condensing Gas Furnace :glass_door_cond: NECB_Default :glass_door_solar_trans: NECB_Default :ground_floor_cond: NECB_Default :ground_roof_cond: NECB_Default :ground_wall_cond: NECB_Default :infiltration_scale: NECB_Default :job_id: 09ca75f5-5b41-4b27-8069-f207fcd65e7d :lights_scale: NECB_Default :lights_type: LED :npv_discount_rate: NECB_Default :npv_end_year: NECB_Default :npv_start_year: NECB_Default :nv_delta_temp_in_out: NECB_Default :nv_opening_fraction: NECB_Default :nv_temp_out_min: NECB_Default :nv_type: add_nv :oa_scale: NECB_Default :occupancy_loads_scale: NECB_Default :output_meters: - frequency: hourly name: NaturalGas:Facility - frequency: hourly name: Electricity:Facility - frequency: hourly name: ElectricityNet:Facility - frequency: hourly name: FuelOil#2:Facility :output_variables: [] :overhead_door_cond: NECB_Default :primary_heating_fuel: Electricity :pv_ground_azimuth_angle: NECB_Default :pv_ground_module_description: NECB_Default :pv_ground_tilt_angle: NECB_Default :pv_ground_total_area_pv_panels_m2: NECB_Default :pv_ground_type: NECB_Default :rotation_degrees: '180.0' :run_annual_simulation: true :s3_bucket: '834599497928' :scale_x: 1.0 :scale_y: 1.0 :scale_z: 1.0 :scenario: lhs :shw_eff: NECB_Default :shw_scale: NECB_Default :skylight_cond: NECB_Default :skylight_solar_trans: NECB_Default :srr_set: '0.05' :template: NECB2017 | https://s3.console.aws.amazon.com/s3/buckets/834599497928?region=ca-central-1&prefix=nshirzad_frontend/Toronto_MidR_Elec_New/sampling-lhs/run/09ca75f5-5b41-4b27-8069-f207fcd65e7d/ | 18302480-8136-4a4f-b0e6-92a5d7c34854 | 09ca75f5-5b41-4b27-8069-f207fcd65e7d | SUCCEEDED | 828.9812 | 0.2127 | 0.00018007 | 0.00024271 | 17800826 | 0.044501 | 3.7676e-05 | 5.078e-05 | 3724345.5156 | 91.1703 | 14.3878 | 3134.61 | 2325.6934 | 30 | MidriseApartment |  |  | 5 | MidriseApartment | 4 |  | 4 | NECB2017 | 0.24343 | 9553.8375 | 12.9193 | 278.7275 | 47.5501 | 46.3841 | 0 | 26.6071 | 0 | 486.8775 | 87.6087 | TORONTO | ONTARIO | 3.5789 | 0 | 0 | 3.5789 | 21.7966 | 0 | 0 | 21.7966 | 0 | 0.057484 | 0 | 0 | 0.42957 | 0.043948 | 0.00027436 | 0.043367 | 0.062764 | 0.038324 | 0 | 0.0014515 | 0.42957 | 0.18196 | 71.3128 | 0 | Electricity | 30 | 0.757 | [5 empty] | 0.138 | 0.247 | 2.2 | 1.9 | 5 | 52.8598 | Toronto Pearson Intl AP | CAN | 382 | 3615 | 43.677 | -79.631 | 5 | 3890 | ON | CAN_AB_Abee.AgDM.712850_CWEC2020.epw | 0.42957 | 857.1983 | 12.9193 | 52.8598 | 38.7372 | 19.9629 | TRUE | FALSE | TRUE | FALSE | 12.4492 | -21.7135 | -1 | 1.5605 | 0.01344 | 570.38 | 0 | 116.1128 | 7.9599 | 0.068553 | 2909.34 | 0.1 | 2025-01-22 17:16:05 -0500 | dc55d9ddb | 0.6.3 | 0.42957 | 817 | 817 | 0 | 0 | 0.07462 | 6.3175e-05 | 8.5149e-05 | 6245087.209 | 0.15282 | 0.00012938 | 0.00017438 | 12789843.0625 | 0.044501 | 3.7676e-05 | 5.078e-05 | 3724345.5781 | 582 | 0 | 0 | 0 |  | Electricity
0 | DifferentialEnthalpy | NECB_Default | Occupancy_based_DCV | HS11_ASHP_PTHP | Rotary-Existing | 0.138 | 0.278 | 0.5 | 0.5 | 1.6 | NECB 85% Efficient Condensing Gas Furnace | NECB_Default | NECB_Default | 0 | Natural Gas Direct Vent with Electric Ignition | 0.05 | lhs | NECB_Default | NECB_Default | MidriseApartment | NECB_Default | NECB_Default | NECB_Default | NECB_Default | CAN_AB_Abee.AgDM.712850_CWEC2020.epw | NECB_Default | NECB_Default | NECB_Default | NECB_Default | NECB_Default | NECB_Default | NECB_Default | NECB_Default | LED | NECB_Default | NECB_Default | NECB_Default | NECB_Default | NECB_Default | NECB_Default | NECB_Default | NECB_Default | NECB_Default | ElectricityHPElecBackup | NECB_Default | NECB_Default | NECB_Default | NECB_Default | 1 | 1 | 1 | NECB_Default | NECB_Default | NECB_Default | NECB2017 | 0822adce-c55e-407d-ab93-85b06304cbec | f2e12f84-ea0a-4715-acbe-730cac1de648 | Toronto_MidR_Elec_New | local_managed_aws_workers | sampling-lhs | TRUE | 0822adce-c55e-407d-ab93-85b06304cbec | 834599497928 | :adv_dx_units: NECB_Default :airloop_economizer_type: DifferentialEnthalpy :algorithm_type: sampling-lhs :analysis_id: f2e12f84-ea0a-4715-acbe-730cac1de648 :analysis_name: Toronto_MidR_Elec_New :baseline_system_zones_map_option: NECB_Default :boiler_eff: NECB_Default :building_type: MidriseApartment :chiller_type: NECB_Default :compute_environment: local_managed_aws_workers :datapoint_id: 0822adce-c55e-407d-ab93-85b06304cbec :daylighting_type: NECB_Default :dcv_type: Occupancy_based_DCV :door_construction_cond: NECB_Default :ecm_system_name: HS11_ASHP_PTHP :electrical_loads_scale: NECB_Default :epw_file: CAN_ON_Toronto.Pearson.Intl.AP.716240_CWEC2016.epw :erv_package: Rotary-Existing :ext_floor_cond: NECB_Default :ext_roof_cond: '0.138' :ext_wall_cond: '0.278' :fdwr_set: '0.5' :fixed_wind_solar_trans: '0.5' :fixed_window_cond: '1.6' :furnace_eff: NECB 85% Efficient Condensing Gas Furnace :glass_door_cond: NECB_Default :glass_door_solar_trans: NECB_Default :ground_floor_cond: NECB_Default :ground_roof_cond: NECB_Default :ground_wall_cond: NECB_Default :infiltration_scale: NECB_Default :job_id: 0822adce-c55e-407d-ab93-85b06304cbec :lights_scale: NECB_Default :lights_type: LED :npv_discount_rate: NECB_Default :npv_end_year: NECB_Default :npv_start_year: NECB_Default :nv_delta_temp_in_out: NECB_Default :nv_opening_fraction: NECB_Default :nv_temp_out_min: NECB_Default :nv_type: NECB_Default :oa_scale: NECB_Default :occupancy_loads_scale: NECB_Default :output_meters: - frequency: hourly name: NaturalGas:Facility - frequency: hourly name: Electricity:Facility - frequency: hourly name: ElectricityNet:Facility - frequency: hourly name: FuelOil#2:Facility :output_variables: [] :overhead_door_cond: NECB_Default :primary_heating_fuel: Electricity :pv_ground_azimuth_angle: NECB_Default :pv_ground_module_description: NECB_Default :pv_ground_tilt_angle: NECB_Default :pv_ground_total_area_pv_panels_m2: NECB_Default :pv_ground_type: add_pv_ground :rotation_degrees: '0.0' :run_annual_simulation: true :s3_bucket: '834599497928' :scale_x: 1.0 :scale_y: 1.0 :scale_z: 1.0 :scenario: lhs :shw_eff: Natural Gas Direct Vent with Electric Ignition :shw_scale: NECB_Default :skylight_cond: NECB_Default :skylight_solar_trans: NECB_Default :srr_set: '0.05' :template: NECB2017 | https://s3.console.aws.amazon.com/s3/buckets/834599497928?region=ca-central-1&prefix=nshirzad_frontend/Toronto_MidR_Elec_New/sampling-lhs/run/0822adce-c55e-407d-ab93-85b06304cbec/ | 08948414-f9bd-4ae7-adca-0ffda41947ca | 0822adce-c55e-407d-ab93-85b06304cbec | SUCCEEDED | 500.0554 | 0.4928 | 0.00041722 | 0.00056234 | 41243594.5 | 0 | 0 | 0 | 0 | 106.9954 | 45.3503 | 3134.61 | 2325.6934 | 50 | MidriseApartment |  |  | 5 | MidriseApartment | 4 |  | 4 | NECB2017 | 0.24343 | 9553.8375 | 16.3933 | 369.988 | 95.6671 | 46.3841 | 0 | 26.6071 | 0 | 895.5707 | 48.1103 | TORONTO | ONTARIO | 4.0598 | 0 | 0 | 4.0598 | 24.725 | 0 | 0 | 24.725 | 0 | 0.077888 | 0 | 0 | 0.48729 | 0.017463 | 0.0010177 | 0.10642 | 0.062764 | 0.038324 | 0 | 0.0014515 | 0.48729 | 0.18196 | 74.5843 | 0 | Electricity | 50 | 0.757 | [5 empty] | 0.138 | 0.278 | 1.6 | 1.9 | 5 | 57.5158 | Toronto Pearson Intl AP | CAN | 382 | 3615 | 43.677 | -79.631 | 5 | 3890 | ON | CAN_AB_Abee.AgDM.712850_CWEC2020.epw | 0.28765 | 1143.5461 | 16.3933 | 57.5158 | 38.7372 | 19.9629 | TRUE | FALSE | FALSE | FALSE | 12.4492 | -21.7135 | -1 | 1.5605 | 0.01344 | 570.38 | 0 | 116.1128 | 7.9599 | 0.068553 | 2909.34 | 0.1 | 2025-01-22 17:09:06 -0500 | dc55d9ddb | 0.6.3 | 0.48729 | 131.5 | 131.5 | 0.25 | 0.25 | 0.07462 | 6.3175e-05 | 8.5149e-05 | 6245087.209 | 0.35407 | 0.00029977 | 0.00040403 | 29632984.4375 | 0 | 0 | 0 | 0 | 209 | 0 | 0 | 0 |  | Electricity
0 | DifferentialDryBulb | NECB 88% Efficient Condensing Boiler | Occupancy_based_DCV | HS12_ASHP_Baseboard | Plate-All | 0.193 | 0.247 | 0.1 | 0.5 | 2.4 | NECB_Default | add_nv | NECB_Default | 45 | Natural Gas Direct Vent with Electric Ignition | 0.05 | lhs | NECB_Default | NECB_Default | MidriseApartment | NECB_Default | NECB_Default | NECB_Default | NECB_Default | CAN_AB_Abee.AgDM.712850_CWEC2020.epw | NECB_Default | NECB_Default | NECB_Default | NECB_Default | NECB_Default | NECB_Default | NECB_Default | NECB_Default | LED | NECB_Default | NECB_Default | NECB_Default | NECB_Default | NECB_Default | NECB_Default | NECB_Default | NECB_Default | NECB_Default | ElectricityHPElecBackup | NECB_Default | NECB_Default | NECB_Default | NECB_Default | 1 | 1 | 1 | NECB_Default | NECB_Default | NECB_Default | NECB2017 | ebc321a8-62c6-41cd-bb2b-3952f78d9433 | f2e12f84-ea0a-4715-acbe-730cac1de648 | Toronto_MidR_Elec_New | local_managed_aws_workers | sampling-lhs | TRUE | ebc321a8-62c6-41cd-bb2b-3952f78d9433 | 834599497928 | :adv_dx_units: NECB_Default :airloop_economizer_type: DifferentialDryBulb :algorithm_type: sampling-lhs :analysis_id: f2e12f84-ea0a-4715-acbe-730cac1de648 :analysis_name: Toronto_MidR_Elec_New :baseline_system_zones_map_option: NECB_Default :boiler_eff: NECB 88% Efficient Condensing Boiler :building_type: MidriseApartment :chiller_type: NECB_Default :compute_environment: local_managed_aws_workers :datapoint_id: ebc321a8-62c6-41cd-bb2b-3952f78d9433 :daylighting_type: NECB_Default :dcv_type: Occupancy_based_DCV :door_construction_cond: NECB_Default :ecm_system_name: HS12_ASHP_Baseboard :electrical_loads_scale: NECB_Default :epw_file: CAN_ON_Toronto.Pearson.Intl.AP.716240_CWEC2016.epw :erv_package: Plate-All :ext_floor_cond: NECB_Default :ext_roof_cond: '0.193' :ext_wall_cond: '0.247' :fdwr_set: '0.1' :fixed_wind_solar_trans: '0.5' :fixed_window_cond: '2.4' :furnace_eff: NECB_Default :glass_door_cond: NECB_Default :glass_door_solar_trans: NECB_Default :ground_floor_cond: NECB_Default :ground_roof_cond: NECB_Default :ground_wall_cond: NECB_Default :infiltration_scale: NECB_Default :job_id: ebc321a8-62c6-41cd-bb2b-3952f78d9433 :lights_scale: NECB_Default :lights_type: LED :npv_discount_rate: NECB_Default :npv_end_year: NECB_Default :npv_start_year: NECB_Default :nv_delta_temp_in_out: NECB_Default :nv_opening_fraction: NECB_Default :nv_temp_out_min: NECB_Default :nv_type: add_nv :oa_scale: NECB_Default :occupancy_loads_scale: NECB_Default :output_meters: - frequency: hourly name: NaturalGas:Facility - frequency: hourly name: Electricity:Facility - frequency: hourly name: ElectricityNet:Facility - frequency: hourly name: FuelOil#2:Facility :output_variables: [] :overhead_door_cond: NECB_Default :primary_heating_fuel: Electricity :pv_ground_azimuth_angle: NECB_Default :pv_ground_module_description: NECB_Default :pv_ground_tilt_angle: NECB_Default :pv_ground_total_area_pv_panels_m2: NECB_Default :pv_ground_type: NECB_Default :rotation_degrees: '45.0' :run_annual_simulation: true :s3_bucket: '834599497928' :scale_x: 1.0 :scale_y: 1.0 :scale_z: 1.0 :scenario: lhs :shw_eff: Natural Gas Direct Vent with Electric Ignition :shw_scale: NECB_Default :skylight_cond: NECB_Default :skylight_solar_trans: NECB_Default :srr_set: '0.05' :template: NECB2017 | https://s3.console.aws.amazon.com/s3/buckets/834599497928?region=ca-central-1&prefix=nshirzad_frontend/Toronto_MidR_Elec_New/sampling-lhs/run/ebc321a8-62c6-41cd-bb2b-3952f78d9433/ | 20bd21bd-69b1-4970-84a2-c94464a1fc43 | ebc321a8-62c6-41cd-bb2b-3952f78d9433 | SUCCEEDED | 487.9289 | 0.43976 | 0.00037231 | 0.00050181 | 36804079 | 0.039927 | 3.3803e-05 | 4.5561e-05 | 3341573.9531 | 97.3991 | 36.6792 | 3134.61 | 2325.6934 | 10 | MidriseApartment |  |  | 5 | MidriseApartment | 4 |  | 4 | NECB2017 | 0.24343 | 9553.8375 | 9.4311 | 248.9082 | 40.703 | 46.3841 | 0 | 26.6071 | 0 | 440.9939 | 78.3916 | TORONTO | ONTARIO | 3.7698 | 0 | 0 | 3.7698 | 22.9589 | 0 | 0 | 22.9589 | 0 | 0.040426 | 0 | 0 | 0.45248 | 0.033452 | 0.00075927 | 0.093345 | 0.062764 | 0.038324 | 0 | 0.0014515 | 0.45248 | 0.18196 | 63.7588 | 0 | Electricity | 10 | 0.757 | [5 empty] | 0.193 | 0.247 | 2.4 | 1.9 | 5 | 43.8915 | Toronto Pearson Intl AP | CAN | 382 | 3615 | 43.677 | -79.631 | 5 | 3890 | ON | CAN_AB_Abee.AgDM.712850_CWEC2020.epw | 0.45248 | 831.0649 | 9.4311 | 43.8915 | 38.7373 | 19.9629 | TRUE | TRUE | FALSE | FALSE | 12.4492 | -21.7135 | -1 | 1.5605 | 0.01344 | 570.38 | 0 | 116.1128 | 7.9599 | 0.068553 | 2909.34 | 0.1 | 2025-01-22 17:12:00 -0500 | dc55d9ddb | 0.6.3 | 0.45248 | 1192.25 | 1192.25 | 0.25 | 0.25 | 0.07462 | 6.3175e-05 | 8.5149e-05 | 6245087.209 | 0.31596 | 0.0002675 | 0.00036054 | 26443328.5 | 0.039927 | 3.3803e-05 | 4.5561e-05 | 3341573.8477 | 584 | 0 | 0 | 0 |  | Electricity
0 | DifferentialDryBulb | NECB 88% Efficient Condensing Boiler | No_DCV | HS11_ASHP_PTHP | NECB_Default_All | 0.142 | 0.21 | 0.6 | 0.2 | 2.2 | NECB 85% Efficient Condensing Gas Furnace | add_nv | NECB_Default | 359 | Natural Gas Direct Vent with Electric Ignition | 0.08 | lhs | NECB_Default | NECB_Default | MidriseApartment | NECB_Default | NECB_Default | NECB_Default | NECB_Default | CAN_AB_Abee.AgDM.712850_CWEC2020.epw | NECB_Default | NECB_Default | NECB_Default | NECB_Default | NECB_Default | NECB_Default | NECB_Default | NECB_Default | LED | NECB_Default | NECB_Default | NECB_Default | NECB_Default | NECB_Default | NECB_Default | NECB_Default | NECB_Default | NECB_Default | ElectricityHPElecBackup | NECB_Default | NECB_Default | NECB_Default | NECB_Default | 1 | 1 | 1 | NECB_Default | NECB_Default | NECB_Default | NECB2017 | f70e6bbe-cced-41f9-86e8-df406b184035 | f2e12f84-ea0a-4715-acbe-730cac1de648 | Toronto_MidR_Elec_New | local_managed_aws_workers | sampling-lhs | TRUE | f70e6bbe-cced-41f9-86e8-df406b184035 | 834599497928 | :adv_dx_units: NECB_Default :airloop_economizer_type: DifferentialDryBulb :algorithm_type: sampling-lhs :analysis_id: f2e12f84-ea0a-4715-acbe-730cac1de648 :analysis_name: Toronto_MidR_Elec_New :baseline_system_zones_map_option: NECB_Default :boiler_eff: NECB 88% Efficient Condensing Boiler :building_type: MidriseApartment :chiller_type: NECB_Default :compute_environment: local_managed_aws_workers :datapoint_id: f70e6bbe-cced-41f9-86e8-df406b184035 :daylighting_type: NECB_Default :dcv_type: No_DCV :door_construction_cond: NECB_Default :ecm_system_name: HS11_ASHP_PTHP :electrical_loads_scale: NECB_Default :epw_file: CAN_ON_Toronto.Pearson.Intl.AP.716240_CWEC2016.epw :erv_package: NECB_Default_All :ext_floor_cond: NECB_Default :ext_roof_cond: '0.142' :ext_wall_cond: '0.21' :fdwr_set: '0.6' :fixed_wind_solar_trans: '0.2' :fixed_window_cond: '2.2' :furnace_eff: NECB 85% Efficient Condensing Gas Furnace :glass_door_cond: NECB_Default :glass_door_solar_trans: NECB_Default :ground_floor_cond: NECB_Default :ground_roof_cond: NECB_Default :ground_wall_cond: NECB_Default :infiltration_scale: NECB_Default :job_id: f70e6bbe-cced-41f9-86e8-df406b184035 :lights_scale: NECB_Default :lights_type: LED :npv_discount_rate: NECB_Default :npv_end_year: NECB_Default :npv_start_year: NECB_Default :nv_delta_temp_in_out: NECB_Default :nv_opening_fraction: NECB_Default :nv_temp_out_min: NECB_Default :nv_type: add_nv :oa_scale: NECB_Default :occupancy_loads_scale: NECB_Default :output_meters: - frequency: hourly name: NaturalGas:Facility - frequency: hourly name: Electricity:Facility - frequency: hourly name: ElectricityNet:Facility - frequency: hourly name: FuelOil#2:Facility :output_variables: [] :overhead_door_cond: NECB_Default :primary_heating_fuel: Electricity :pv_ground_azimuth_angle: NECB_Default :pv_ground_module_description: NECB_Default :pv_ground_tilt_angle: NECB_Default :pv_ground_total_area_pv_panels_m2: NECB_Default :pv_ground_type: add_pv_ground :rotation_degrees: '359.0' :run_annual_simulation: true :s3_bucket: '834599497928' :scale_x: 1.0 :scale_y: 1.0 :scale_z: 1.0 :scenario: lhs :shw_eff: Natural Gas Direct Vent with Electric Ignition :shw_scale: NECB_Default :skylight_cond: NECB_Default :skylight_solar_trans: NECB_Default :srr_set: '0.08' :template: NECB2017 | https://s3.console.aws.amazon.com/s3/buckets/834599497928?region=ca-central-1&prefix=nshirzad_frontend/Toronto_MidR_Elec_New/sampling-lhs/run/f70e6bbe-cced-41f9-86e8-df406b184035/ | c998d908-91a4-4647-b49d-4694384053dd | f70e6bbe-cced-41f9-86e8-df406b184035 | SUCCEEDED | 528.5889 | 0.39912 | 0.00033791 | 0.00045543 | 33402984.25 | 0.036865 | 3.1211e-05 | 4.2067e-05 | 3085298.9219 | 106.6268 | 62.3381 | 3134.61 | 2325.6934 | 60 | MidriseApartment |  |  | 8 | MidriseApartment | 4 |  | 4 | NECB2017 | 0.24343 | 9553.8375 | 13.6037 | 308.8818 | 87.1834 | 46.3841 | 0 | 26.6071 | 0 | 844.3085 | 66.4379 | TORONTO | ONTARIO | 4.0446 | 0 | 0 | 4.0446 | 24.6324 | 0 | 0 | 24.6324 | 0 | 0.042981 | 0 | 0 | 0.48547 | 0.014225 | 0.00052319 | 0.14324 | 0.062764 | 0.038324 | 0 | 0.0014515 | 0.48547 | 0.18196 | 84.2835 | 0 | Electricity | 60 | 0.757 | [5 empty] | 0.142 | 0.21 | 2.2 | 1.9 | 8 | 67.1063 | Toronto Pearson Intl AP | CAN | 382 | 3615 | 43.677 | -79.631 | 5 | 3890 | ON | CAN_AB_Abee.AgDM.712850_CWEC2020.epw | 0.28583 | 1090.7149 | 13.6037 | 67.1063 | 38.7373 | 19.9629 | TRUE | FALSE | FALSE | FALSE | 12.4492 | -21.7135 | -1 | 1.5605 | 0.01344 | 570.38 | 0 | 116.1128 | 7.9599 | 0.068553 | 2909.34 | 0.1 | 2025-01-22 17:08:24 -0500 | dc55d9ddb | 0.6.3 | 0.48547 | 0 | 0 | 0.25 | 0.25 | 0.07462 | 6.3175e-05 | 8.5149e-05 | 6245087.209 | 0.28676 | 0.00024278 | 0.00032722 | 23999652.875 | 0.036865 | 3.1211e-05 | 4.2067e-05 | 3085298.7812 | 554 | 0 | 0 | 0 |  | Electricity
0 | DifferentialEnthalpy | NECB_Default | CO2_based_DCV | HS11_ASHP_PTHP | NECB_Default_All | 0.162 | 0.247 | 0.1 | 0.3 | 2.2 | NECB 85% Efficient Condensing Gas Furnace | NECB_Default | NECB_Default | 0 | Natural Gas Power Vent with Electric Ignition | 0.05 | lhs | NECB_Default | NECB_Default | MidriseApartment | NECB_Default | NECB_Default | NECB_Default | NECB_Default | CAN_AB_Abee.AgDM.712850_CWEC2020.epw | NECB_Default | NECB_Default | NECB_Default | NECB_Default | NECB_Default | NECB_Default | NECB_Default | NECB_Default | LED | NECB_Default | NECB_Default | NECB_Default | NECB_Default | NECB_Default | NECB_Default | NECB_Default | NECB_Default | NECB_Default | ElectricityHPElecBackup | NECB_Default | NECB_Default | NECB_Default | NECB_Default | 1 | 1 | 1 | NECB_Default | NECB_Default | NECB_Default | NECB2017 | 941c0b1f-ecae-4b05-8db0-9a929a7229de | f2e12f84-ea0a-4715-acbe-730cac1de648 | Toronto_MidR_Elec_New | local_managed_aws_workers | sampling-lhs | TRUE | 941c0b1f-ecae-4b05-8db0-9a929a7229de | 834599497928 | :adv_dx_units: NECB_Default :airloop_economizer_type: DifferentialEnthalpy :algorithm_type: sampling-lhs :analysis_id: f2e12f84-ea0a-4715-acbe-730cac1de648 :analysis_name: Toronto_MidR_Elec_New :baseline_system_zones_map_option: NECB_Default :boiler_eff: NECB_Default :building_type: MidriseApartment :chiller_type: NECB_Default :compute_environment: local_managed_aws_workers :datapoint_id: 941c0b1f-ecae-4b05-8db0-9a929a7229de :daylighting_type: NECB_Default :dcv_type: CO2_based_DCV :door_construction_cond: NECB_Default :ecm_system_name: HS11_ASHP_PTHP :electrical_loads_scale: NECB_Default :epw_file: CAN_ON_Toronto.Pearson.Intl.AP.716240_CWEC2016.epw :erv_package: NECB_Default_All :ext_floor_cond: NECB_Default :ext_roof_cond: '0.162' :ext_wall_cond: '0.247' :fdwr_set: '0.1' :fixed_wind_solar_trans: '0.3' :fixed_window_cond: '2.2' :furnace_eff: NECB 85% Efficient Condensing Gas Furnace :glass_door_cond: NECB_Default :glass_door_solar_trans: NECB_Default :ground_floor_cond: NECB_Default :ground_roof_cond: NECB_Default :ground_wall_cond: NECB_Default :infiltration_scale: NECB_Default :job_id: 941c0b1f-ecae-4b05-8db0-9a929a7229de :lights_scale: NECB_Default :lights_type: LED :npv_discount_rate: NECB_Default :npv_end_year: NECB_Default :npv_start_year: NECB_Default :nv_delta_temp_in_out: NECB_Default :nv_opening_fraction: NECB_Default :nv_temp_out_min: NECB_Default :nv_type: NECB_Default :oa_scale: NECB_Default :occupancy_loads_scale: NECB_Default :output_meters: - frequency: hourly name: NaturalGas:Facility - frequency: hourly name: Electricity:Facility - frequency: hourly name: ElectricityNet:Facility - frequency: hourly name: FuelOil#2:Facility :output_variables: [] :overhead_door_cond: NECB_Default :primary_heating_fuel: Electricity :pv_ground_azimuth_angle: NECB_Default :pv_ground_module_description: NECB_Default :pv_ground_tilt_angle: NECB_Default :pv_ground_total_area_pv_panels_m2: NECB_Default :pv_ground_type: NECB_Default :rotation_degrees: '0.0' :run_annual_simulation: true :s3_bucket: '834599497928' :scale_x: 1.0 :scale_y: 1.0 :scale_z: 1.0 :scenario: lhs :shw_eff: Natural Gas Power Vent with Electric Ignition :shw_scale: NECB_Default :skylight_cond: NECB_Default :skylight_solar_trans: NECB_Default :srr_set: '0.05' :template: NECB2017 | https://s3.console.aws.amazon.com/s3/buckets/834599497928?region=ca-central-1&prefix=nshirzad_frontend/Toronto_MidR_Elec_New/sampling-lhs/run/941c0b1f-ecae-4b05-8db0-9a929a7229de/ | 565d9a78-68a2-4090-992f-6aaa6e8020e3 | 941c0b1f-ecae-4b05-8db0-9a929a7229de | SUCCEEDED | 732.7419 | 0.23044 | 0.0001951 | 0.00026295 | 19285898.75 | 0 | 0 | 0 | 0 | 73.9388 | 14.3355 | 3134.61 | 2325.6934 | 10 | MidriseApartment |  |  | 5 | MidriseApartment | 4 |  | 4 | NECB2017 | 0.24343 | 9553.8375 | 7.5381 | 257.0361 | 69.2833 | 46.3841 | 0 | 26.6071 | 0 | 454.016 | 54.7051 | TORONTO | ONTARIO | 3.0633 | 0 | 0 | 3.0633 | 18.6565 | 0 | 0 | 18.6565 | 0 | 0.032597 | 0 | 0 | 0.36769 | 0.016066 | 0.00042111 | 0.034106 | 0.062764 | 0.038324 | 0 | 0.0014515 | 0.36769 | 0.18196 | 60.9456 | 0 | Electricity | 10 | 0.757 | [5 empty] | 0.162 | 0.247 | 2.2 | 1.9 | 5 | 41.7569 | Toronto Pearson Intl AP | CAN | 382 | 3615 | 43.677 | -79.631 | 5 | 3890 | ON | CAN_AB_Abee.AgDM.712850_CWEC2020.epw | 0.36769 | 770.9904 | 7.5381 | 41.7569 | 38.7372 | 19.9629 | TRUE | TRUE | TRUE | FALSE | 12.4492 | -21.7135 | -1 | 1.5605 | 0.01344 | 570.37 | 0 | 116.1128 | 7.9599 | 0.068553 | 2909.34 | 0.1 | 2025-01-22 17:13:50 -0500 | dc55d9ddb | 0.6.3 | 0.36769 | 0 | 0 | 0.25 | 0.25 | 0.07462 | 6.3175e-05 | 8.5149e-05 | 6245087.209 | 0.16557 | 0.00014018 | 0.00018893 | 13856742.8438 | 0 | 0 | 0 | 0 | 211 | 0 | 0 | 0 |  | Electricity
0 | DifferentialEnthalpy | Viessmann Vitocrossal 300 CT3-17 96.2% Efficient Condensing Gas Boiler | No_DCV | HS08_CCASHP_VRF | Plate-Existing | 0.193 | 0.247 | 0.6 | 0.5 | 2.2 | NECB 85% Efficient Condensing Gas Furnace | NECB_Default | NECB_Default | 270 | Natural Gas Direct Vent with Electric Ignition | 0.05 | lhs | NECB_Default | NECB_Default | MidriseApartment | NECB_Default | NECB_Default | NECB_Default | NECB_Default | CAN_AB_Abee.AgDM.712850_CWEC2020.epw | NECB_Default | NECB_Default | NECB_Default | NECB_Default | NECB_Default | NECB_Default | NECB_Default | NECB_Default | LED | NECB_Default | NECB_Default | NECB_Default | NECB_Default | NECB_Default | NECB_Default | NECB_Default | NECB_Default | NECB_Default | ElectricityHPElecBackup | NECB_Default | NECB_Default | NECB_Default | NECB_Default | 1 | 1 | 1 | NECB_Default | NECB_Default | NECB_Default | NECB2017 | 5f00ccab-5afe-4297-887e-e5752d914d74 | f2e12f84-ea0a-4715-acbe-730cac1de648 | Toronto_MidR_Elec_New | local_managed_aws_workers | sampling-lhs | TRUE | 5f00ccab-5afe-4297-887e-e5752d914d74 | 834599497928 | :adv_dx_units: NECB_Default :airloop_economizer_type: DifferentialEnthalpy :algorithm_type: sampling-lhs :analysis_id: f2e12f84-ea0a-4715-acbe-730cac1de648 :analysis_name: Toronto_MidR_Elec_New :baseline_system_zones_map_option: NECB_Default :boiler_eff: Viessmann Vitocrossal 300 CT3-17 96.2% Efficient Condensing Gas Boiler :building_type: MidriseApartment :chiller_type: NECB_Default :compute_environment: local_managed_aws_workers :datapoint_id: 5f00ccab-5afe-4297-887e-e5752d914d74 :daylighting_type: NECB_Default :dcv_type: No_DCV :door_construction_cond: NECB_Default :ecm_system_name: HS08_CCASHP_VRF :electrical_loads_scale: NECB_Default :epw_file: CAN_ON_Toronto.Pearson.Intl.AP.716240_CWEC2016.epw :erv_package: Plate-Existing :ext_floor_cond: NECB_Default :ext_roof_cond: '0.193' :ext_wall_cond: '0.247' :fdwr_set: '0.6' :fixed_wind_solar_trans: '0.5' :fixed_window_cond: '2.2' :furnace_eff: NECB 85% Efficient Condensing Gas Furnace :glass_door_cond: NECB_Default :glass_door_solar_trans: NECB_Default :ground_floor_cond: NECB_Default :ground_roof_cond: NECB_Default :ground_wall_cond: NECB_Default :infiltration_scale: NECB_Default :job_id: 5f00ccab-5afe-4297-887e-e5752d914d74 :lights_scale: NECB_Default :lights_type: LED :npv_discount_rate: NECB_Default :npv_end_year: NECB_Default :npv_start_year: NECB_Default :nv_delta_temp_in_out: NECB_Default :nv_opening_fraction: NECB_Default :nv_temp_out_min: NECB_Default :nv_type: NECB_Default :oa_scale: NECB_Default :occupancy_loads_scale: NECB_Default :output_meters: - frequency: hourly name: NaturalGas:Facility - frequency: hourly name: Electricity:Facility - frequency: hourly name: ElectricityNet:Facility - frequency: hourly name: FuelOil#2:Facility :output_variables: [] :overhead_door_cond: NECB_Default :primary_heating_fuel: Electricity :pv_ground_azimuth_angle: NECB_Default :pv_ground_module_description: NECB_Default :pv_ground_tilt_angle: NECB_Default :pv_ground_total_area_pv_panels_m2: NECB_Default :pv_ground_type: add_pv_ground :rotation_degrees: '270.0' :run_annual_simulation: true :s3_bucket: '834599497928' :scale_x: 1.0 :scale_y: 1.0 :scale_z: 1.0 :scenario: lhs :shw_eff: Natural Gas Direct Vent with Electric Ignition :shw_scale: NECB_Default :skylight_cond: NECB_Default :skylight_solar_trans: NECB_Default :srr_set: '0.05' :template: NECB2017 | https://s3.console.aws.amazon.com/s3/buckets/834599497928?region=ca-central-1&prefix=nshirzad_frontend/Toronto_MidR_Elec_New/sampling-lhs/run/5f00ccab-5afe-4297-887e-e5752d914d74/ | d8f47e07-8e64-4681-a4e1-8baf04d02793 | 5f00ccab-5afe-4297-887e-e5752d914d74 | SUCCEEDED | 583.2157 | 0.4928 | 0.00041722 | 0.00056234 | 41243594.5 | 0 | 0 | 0 | 0 | 106.5789 | 55.7876 | 3134.61 | 2325.6934 | 60 | MidriseApartment |  |  | 5 | MidriseApartment | 4 |  | 4 | NECB2017 | 0.24343 | 9553.8375 | 18.791 | 294.2382 | 295.2122 | 46.3841 | 0 | 26.6071 | 0 | 1023.2702 | 52.0141 | TORONTO | ONTARIO | 4.044 | 0 | 0 | 4.044 | 24.6294 | 0 | 0 | 24.6294 | 0 | 0.078743 | 0 | 0 | 0.48541 | 0.018777 | 0.00063804 | 0.10275 | 0.062764 | 0.038324 | 0 | 0.0014515 | 0.48541 | 0.18196 | 64.7955 | 0 | Electricity | 60 | 0.757 | [5 empty] | 0.193 | 0.247 | 2.2 | 1.9 | 5 | 50.0677 | Toronto Pearson Intl AP | CAN | 382 | 3615 | 43.677 | -79.631 | 5 | 3890 | ON | CAN_AB_Abee.AgDM.712850_CWEC2020.epw | 0.28577 | 1269.6249 | 18.791 | 50.0677 | 38.7373 | 19.963 | TRUE | FALSE | FALSE | FALSE | 12.4492 | -21.7135 | -1 | 1.5605 | 0.01344 | 570.37 | 0 | 116.1128 | 7.9599 | 0.068553 | 2909.34 | 0.1 | 2025-01-22 17:11:01 -0500 | dc55d9ddb | 0.6.3 | 0.48541 | 130 | 130 | 0 | 0 | 0.07462 | 6.3175e-05 | 8.5149e-05 | 6245087.209 | 0.35407 | 0.00029977 | 0.00040403 | 29632974.5625 | 0 | 0 | 0 | 0 | 104 | 0 | 0 | 0 |  | Electricity
0 | NECB_Default | NECB 88% Efficient Condensing Boiler | Occupancy_based_DCV | HS11_ASHP_PTHP | Rotary-All | 0.193 | 0.21 | 0.4 | 0.4 | 2.2 | NECB 85% Efficient Condensing Gas Furnace | add_nv | NECB_Default | 90 | Natural Gas Direct Vent with Electric Ignition | 0.08 | lhs | NECB_Default | NECB_Default | MidriseApartment | NECB_Default | NECB_Default | NECB_Default | NECB_Default | CAN_AB_Abee.AgDM.712850_CWEC2020.epw | NECB_Default | NECB_Default | NECB_Default | NECB_Default | NECB_Default | NECB_Default | NECB_Default | NECB_Default | LED | NECB_Default | NECB_Default | NECB_Default | NECB_Default | NECB_Default | NECB_Default | NECB_Default | NECB_Default | NECB_Default | ElectricityHPElecBackup | NECB_Default | NECB_Default | NECB_Default | NECB_Default | 1 | 1 | 1 | NECB_Default | NECB_Default | NECB_Default | NECB2017 | 27e52e4b-82b4-41f5-9663-d18e807848e3 | f2e12f84-ea0a-4715-acbe-730cac1de648 | Toronto_MidR_Elec_New | local_managed_aws_workers | sampling-lhs | TRUE | 27e52e4b-82b4-41f5-9663-d18e807848e3 | 834599497928 | :adv_dx_units: NECB_Default :airloop_economizer_type: NECB_Default :algorithm_type: sampling-lhs :analysis_id: f2e12f84-ea0a-4715-acbe-730cac1de648 :analysis_name: Toronto_MidR_Elec_New :baseline_system_zones_map_option: NECB_Default :boiler_eff: NECB 88% Efficient Condensing Boiler :building_type: MidriseApartment :chiller_type: NECB_Default :compute_environment: local_managed_aws_workers :datapoint_id: 27e52e4b-82b4-41f5-9663-d18e807848e3 :daylighting_type: NECB_Default :dcv_type: Occupancy_based_DCV :door_construction_cond: NECB_Default :ecm_system_name: HS11_ASHP_PTHP :electrical_loads_scale: NECB_Default :epw_file: CAN_ON_Toronto.Pearson.Intl.AP.716240_CWEC2016.epw :erv_package: Rotary-All :ext_floor_cond: NECB_Default :ext_roof_cond: '0.193' :ext_wall_cond: '0.21' :fdwr_set: '0.4' :fixed_wind_solar_trans: '0.4' :fixed_window_cond: '2.2' :furnace_eff: NECB 85% Efficient Condensing Gas Furnace :glass_door_cond: NECB_Default :glass_door_solar_trans: NECB_Default :ground_floor_cond: NECB_Default :ground_roof_cond: NECB_Default :ground_wall_cond: NECB_Default :infiltration_scale: NECB_Default :job_id: 27e52e4b-82b4-41f5-9663-d18e807848e3 :lights_scale: NECB_Default :lights_type: LED :npv_discount_rate: NECB_Default :npv_end_year: NECB_Default :npv_start_year: NECB_Default :nv_delta_temp_in_out: NECB_Default :nv_opening_fraction: NECB_Default :nv_temp_out_min: NECB_Default :nv_type: add_nv :oa_scale: NECB_Default :occupancy_loads_scale: NECB_Default :output_meters: - frequency: hourly name: NaturalGas:Facility - frequency: hourly name: Electricity:Facility - frequency: hourly name: ElectricityNet:Facility - frequency: hourly name: FuelOil#2:Facility :output_variables: [] :overhead_door_cond: NECB_Default :primary_heating_fuel: Electricity :pv_ground_azimuth_angle: NECB_Default :pv_ground_module_description: NECB_Default :pv_ground_tilt_angle: NECB_Default :pv_ground_total_area_pv_panels_m2: NECB_Default :pv_ground_type: NECB_Default :rotation_degrees: '90.0' :run_annual_simulation: true :s3_bucket: '834599497928' :scale_x: 1.0 :scale_y: 1.0 :scale_z: 1.0 :scenario: lhs :shw_eff: Natural Gas Direct Vent with Electric Ignition :shw_scale: NECB_Default :skylight_cond: NECB_Default :skylight_solar_trans: NECB_Default :srr_set: '0.08' :template: NECB2017 | https://s3.console.aws.amazon.com/s3/buckets/834599497928?region=ca-central-1&prefix=nshirzad_frontend/Toronto_MidR_Elec_New/sampling-lhs/run/27e52e4b-82b4-41f5-9663-d18e807848e3/ | 5a07411e-187a-4ec4-80c0-f9877b369255 | 27e52e4b-82b4-41f5-9663-d18e807848e3 | SUCCEEDED | 238.5293 | 0.44203 | 0.00037423 | 0.0005044 | 36993984.5 | 0.029587 | 2.505e-05 | 3.3762e-05 | 2476221.5625 | 87.0346 | 21.252 | 3134.61 | 2325.6934 | 40 | MidriseApartment |  |  | 8 | MidriseApartment | 4 |  | 4 | NECB2017 | 0.24343 | 9553.8375 | 15.422 | 285.5842 | 103.1433 | 46.3841 | 0 | 26.6071 | 0 | 534.5166 | 72.7982 | TORONTO | ONTARIO | 3.5109 | 0 | 0 | 3.5109 | 21.3821 | 0 | 0 | 21.3821 | 0 | 0.063756 | 0 | 0 | 0.4214 | 0.015833 | 0.0069929 | 0.050322 | 0.062764 | 0.038324 | 0 | 0.0014515 | 0.4214 | 0.18196 | 68.526 | 0 | Electricity | 40 | 0.757 | [5 empty] | 0.193 | 0.21 | 2.2 | 1.9 | 8 | 51.802 | Toronto Pearson Intl AP | CAN | 382 | 3615 | 43.677 | -79.631 | 5 | 3890 | ON | CAN_AB_Abee.AgDM.712850_CWEC2020.epw | 0.4214 | 897.7942 | 15.422 | 51.802 | 38.7372 | 19.9629 | TRUE | FALSE | TRUE | FALSE | 12.4492 | -21.7135 | -1 | 1.5605 | 0.01344 | 570.38 | 0 | 116.1128 | 7.9599 | 0.068553 | 2909.34 | 0.1 | 2025-01-22 17:02:41 -0500 | dc55d9ddb | 0.6.3 | 0.4214 | 0 | 0 | 0.25 | 0.25 | 0.07462 | 6.3175e-05 | 8.5149e-05 | 6245087.209 | 0.31759 | 0.00026888 | 0.0003624 | 26579690 | 0.029587 | 2.505e-05 | 3.3762e-05 | 2476221.6035 | 590 | 0 | 0 | 0 |  | Electricity
0 | NECB_Default | NECB_Default | No_DCV | HS13_ASHP_VRF | Rotary-Existing | 0.121 | 0.21 | 0.6 | 0.3 | 2.2 | NECB 85% Efficient Condensing Gas Furnace | NECB_Default | NECB_Default | 270 | Natural Gas Power Vent with Electric Ignition | 0.1 | lhs | NECB_Default | NECB_Default | MidriseApartment | NECB_Default | NECB_Default | NECB_Default | NECB_Default | CAN_AB_Abee.AgDM.712850_CWEC2020.epw | NECB_Default | NECB_Default | NECB_Default | NECB_Default | NECB_Default | NECB_Default | NECB_Default | NECB_Default | LED | NECB_Default | NECB_Default | NECB_Default | NECB_Default | NECB_Default | NECB_Default | NECB_Default | NECB_Default | NECB_Default | ElectricityHPElecBackup | NECB_Default | NECB_Default | NECB_Default | NECB_Default | 1 | 1 | 1 | NECB_Default | NECB_Default | NECB_Default | NECB2017 | 62c1a9e0-8d9a-4d59-bed4-4bfc0005d173 | f2e12f84-ea0a-4715-acbe-730cac1de648 | Toronto_MidR_Elec_New | local_managed_aws_workers | sampling-lhs | TRUE | 62c1a9e0-8d9a-4d59-bed4-4bfc0005d173 | 834599497928 | :adv_dx_units: NECB_Default :airloop_economizer_type: NECB_Default :algorithm_type: sampling-lhs :analysis_id: f2e12f84-ea0a-4715-acbe-730cac1de648 :analysis_name: Toronto_MidR_Elec_New :baseline_system_zones_map_option: NECB_Default :boiler_eff: NECB_Default :building_type: MidriseApartment :chiller_type: NECB_Default :compute_environment: local_managed_aws_workers :datapoint_id: 62c1a9e0-8d9a-4d59-bed4-4bfc0005d173 :daylighting_type: NECB_Default :dcv_type: No_DCV :door_construction_cond: NECB_Default :ecm_system_name: HS13_ASHP_VRF :electrical_loads_scale: NECB_Default :epw_file: CAN_ON_Toronto.Pearson.Intl.AP.716240_CWEC2016.epw :erv_package: Rotary-Existing :ext_floor_cond: NECB_Default :ext_roof_cond: '0.121' :ext_wall_cond: '0.21' :fdwr_set: '0.6' :fixed_wind_solar_trans: '0.3' :fixed_window_cond: '2.2' :furnace_eff: NECB 85% Efficient Condensing Gas Furnace :glass_door_cond: NECB_Default :glass_door_solar_trans: NECB_Default :ground_floor_cond: NECB_Default :ground_roof_cond: NECB_Default :ground_wall_cond: NECB_Default :infiltration_scale: NECB_Default :job_id: 62c1a9e0-8d9a-4d59-bed4-4bfc0005d173 :lights_scale: NECB_Default :lights_type: LED :npv_discount_rate: NECB_Default :npv_end_year: NECB_Default :npv_start_year: NECB_Default :nv_delta_temp_in_out: NECB_Default :nv_opening_fraction: NECB_Default :nv_temp_out_min: NECB_Default :nv_type: NECB_Default :oa_scale: NECB_Default :occupancy_loads_scale: NECB_Default :output_meters: - frequency: hourly name: NaturalGas:Facility - frequency: hourly name: Electricity:Facility - frequency: hourly name: ElectricityNet:Facility - frequency: hourly name: FuelOil#2:Facility :output_variables: [] :overhead_door_cond: NECB_Default :primary_heating_fuel: Electricity :pv_ground_azimuth_angle: NECB_Default :pv_ground_module_description: NECB_Default :pv_ground_tilt_angle: NECB_Default :pv_ground_total_area_pv_panels_m2: NECB_Default :pv_ground_type: add_pv_ground :rotation_degrees: '270.0' :run_annual_simulation: true :s3_bucket: '834599497928' :scale_x: 1.0 :scale_y: 1.0 :scale_z: 1.0 :scenario: lhs :shw_eff: Natural Gas Power Vent with Electric Ignition :shw_scale: NECB_Default :skylight_cond: NECB_Default :skylight_solar_trans: NECB_Default :srr_set: '0.1' :template: NECB2017 | https://s3.console.aws.amazon.com/s3/buckets/834599497928?region=ca-central-1&prefix=nshirzad_frontend/Toronto_MidR_Elec_New/sampling-lhs/run/62c1a9e0-8d9a-4d59-bed4-4bfc0005d173/ | a288c8e3-12f1-4e48-bb95-68e969b59aea | 62c1a9e0-8d9a-4d59-bed4-4bfc0005d173 | SUCCEEDED | 733.5152 | 0.4928 | 0.00041722 | 0.00056234 | 41243594.5 | 0 | 0 | 0 | 0 | 90.1796 | 30.9634 | 3134.61 | 2325.6934 | 60 | MidriseApartment |  |  | 10 | MidriseApartment | 4 |  | 4 | NECB2017 | 0.24343 | 9553.8375 | 14.7277 | 319.4566 | 231.0125 | 46.3841 | 0 | 26.6071 | 0 | 974.0248 | 41.7503 | TORONTO | ONTARIO | 3.6118 | 0 | 0 | 3.6118 | 21.9967 | 0 | 0 | 21.9967 | 0 | 0.055548 | 0 | 0 | 0.43352 | 0.017868 | 0.0077904 | 0.067817 | 0.062764 | 0.038324 | 0 | 0.0014515 | 0.43352 | 0.18196 | 60.8883 | 0 | Electricity | 60 | 0.757 | [5 empty] | 0.121 | 0.21 | 2.2 | 1.9 | 10 | 45.9759 | Toronto Pearson Intl AP | CAN | 382 | 3615 | 43.677 | -79.631 | 5 | 3890 | ON | CAN_AB_Abee.AgDM.712850_CWEC2020.epw | 0.23388 | 1175.6465 | 14.7277 | 45.9759 | 38.7373 | 19.963 | TRUE | FALSE | TRUE | FALSE | 12.4492 | -21.7135 | -1 | 1.5605 | 0.01344 | 570.38 | 0 | 116.1128 | 7.9599 | 0.068553 | 2909.34 | 0.1 | 2025-01-22 16:59:27 -0500 | dc55d9ddb | 0.6.3 | 0.43352 | 40.25 | 40.25 | 0 | 0 | 0.07462 | 6.3175e-05 | 8.5149e-05 | 6245087.209 | 0.35407 | 0.00029977 | 0.00040403 | 29632981.6875 | 0 | 0 | 0 | 0 | 106 | 0 | 0 | 0 |  | Electricity
0 | DifferentialEnthalpy | NECB_Default | No_DCV | HS13_ASHP_VRF | Plate-Existing | 0.227 | 0.278 | 0.5 | 0.2 | 2.2 | NECB 85% Efficient Condensing Gas Furnace | add_nv | NECB_Default | 270 | NECB_Default | 0.1 | lhs | NECB_Default | NECB_Default | MidriseApartment | NECB_Default | NECB_Default | NECB_Default | NECB_Default | CAN_AB_Abee.AgDM.712850_CWEC2020.epw | NECB_Default | NECB_Default | NECB_Default | NECB_Default | NECB_Default | NECB_Default | NECB_Default | NECB_Default | LED | NECB_Default | NECB_Default | NECB_Default | NECB_Default | NECB_Default | NECB_Default | NECB_Default | NECB_Default | NECB_Default | ElectricityHPElecBackup | NECB_Default | NECB_Default | NECB_Default | NECB_Default | 1 | 1 | 1 | NECB_Default | NECB_Default | NECB_Default | NECB2017 | 186d8847-bd01-4930-8c6b-68b085542fcd | f2e12f84-ea0a-4715-acbe-730cac1de648 | Toronto_MidR_Elec_New | local_managed_aws_workers | sampling-lhs | TRUE | 186d8847-bd01-4930-8c6b-68b085542fcd | 834599497928 | :adv_dx_units: NECB_Default :airloop_economizer_type: DifferentialEnthalpy :algorithm_type: sampling-lhs :analysis_id: f2e12f84-ea0a-4715-acbe-730cac1de648 :analysis_name: Toronto_MidR_Elec_New :baseline_system_zones_map_option: NECB_Default :boiler_eff: NECB_Default :building_type: MidriseApartment :chiller_type: NECB_Default :compute_environment: local_managed_aws_workers :datapoint_id: 186d8847-bd01-4930-8c6b-68b085542fcd :daylighting_type: NECB_Default :dcv_type: No_DCV :door_construction_cond: NECB_Default :ecm_system_name: HS13_ASHP_VRF :electrical_loads_scale: NECB_Default :epw_file: CAN_ON_Toronto.Pearson.Intl.AP.716240_CWEC2016.epw :erv_package: Plate-Existing :ext_floor_cond: NECB_Default :ext_roof_cond: '0.227' :ext_wall_cond: '0.278' :fdwr_set: '0.5' :fixed_wind_solar_trans: '0.2' :fixed_window_cond: '2.2' :furnace_eff: NECB 85% Efficient Condensing Gas Furnace :glass_door_cond: NECB_Default :glass_door_solar_trans: NECB_Default :ground_floor_cond: NECB_Default :ground_roof_cond: NECB_Default :ground_wall_cond: NECB_Default :infiltration_scale: NECB_Default :job_id: 186d8847-bd01-4930-8c6b-68b085542fcd :lights_scale: NECB_Default :lights_type: LED :npv_discount_rate: NECB_Default :npv_end_year: NECB_Default :npv_start_year: NECB_Default :nv_delta_temp_in_out: NECB_Default :nv_opening_fraction: NECB_Default :nv_temp_out_min: NECB_Default :nv_type: add_nv :oa_scale: NECB_Default :occupancy_loads_scale: NECB_Default :output_meters: - frequency: hourly name: NaturalGas:Facility - frequency: hourly name: Electricity:Facility - frequency: hourly name: ElectricityNet:Facility - frequency: hourly name: FuelOil#2:Facility :output_variables: [] :overhead_door_cond: NECB_Default :primary_heating_fuel: Electricity :pv_ground_azimuth_angle: NECB_Default :pv_ground_module_description: NECB_Default :pv_ground_tilt_angle: NECB_Default :pv_ground_total_area_pv_panels_m2: NECB_Default :pv_ground_type: NECB_Default :rotation_degrees: '270.0' :run_annual_simulation: true :s3_bucket: '834599497928' :scale_x: 1.0 :scale_y: 1.0 :scale_z: 1.0 :scenario: lhs :shw_eff: NECB_Default :shw_scale: NECB_Default :skylight_cond: NECB_Default :skylight_solar_trans: NECB_Default :srr_set: '0.1' :template: NECB2017 | https://s3.console.aws.amazon.com/s3/buckets/834599497928?region=ca-central-1&prefix=nshirzad_frontend/Toronto_MidR_Elec_New/sampling-lhs/run/186d8847-bd01-4930-8c6b-68b085542fcd/ | 3a712e34-2cca-4ab3-8474-abf62c87c1c2 | 186d8847-bd01-4930-8c6b-68b085542fcd | SUCCEEDED | 515.1255 | 0.35359 | 0.00029936 | 0.00040348 | 29592477.75 | 0.050067 | 4.2388e-05 | 5.7131e-05 | 4190177.1562 | 103.4791 | 60.5861 | 3134.61 | 2325.6934 | 50 | MidriseApartment |  |  | 10 | MidriseApartment | 4 |  | 4 | NECB2017 | 0.24343 | 9553.8375 | 12.6513 | 284.8259 | 191.1306 | 46.3841 | 0 | 26.6071 | 0 | 615.386 | 66.4379 | TORONTO | ONTARIO | 3.9477 | 0 | 0 | 3.9477 | 24.0424 | 0 | 0 | 24.0424 | 0 | 0.039322 | 0 | 0 | 0.47384 | 0.012959 | 0.00022331 | 0.13683 | 0.062764 | 0.038324 | 0 | 0.0014515 | 0.47384 | 0.18196 | 71.3801 | 0 | Electricity | 50 | 0.757 | [5 empty] | 0.227 | 0.278 | 2.2 | 1.9 | 10 | 56.8154 | Toronto Pearson Intl AP | CAN | 382 | 3615 | 43.677 | -79.631 | 5 | 3890 | ON | CAN_AB_Abee.AgDM.712850_CWEC2020.epw | 0.47384 | 1023.867 | 12.6513 | 56.8154 | 38.7372 | 19.9629 | TRUE | FALSE | FALSE | FALSE | 12.4492 | -21.7135 | -1 | 1.5605 | 0.01344 | 570.37 | 0 | 116.1128 | 7.9599 | 0.068553 | 2909.34 | 0.1 | 2025-01-22 17:09:01 -0500 | dc55d9ddb | 0.6.3 | 0.47384 | 8.75 | 8.75 | 0 | 0 | 0.07462 | 6.3175e-05 | 8.5149e-05 | 6245087.209 | 0.25405 | 0.00021509 | 0.0002899 | 21261869.4688 | 0.050067 | 4.2388e-05 | 5.7131e-05 | 4190177.1484 | 485 | 0 | 0 | 0 |  | Electricity
0 | DifferentialDryBulb | NECB_Default | No_DCV | HS09_CCASHP_Baseboard | Plate-Existing | 0.138 | 0.21 | 0.2 | 0.5 | 2.4 | NECB 85% Efficient Condensing Gas Furnace | NECB_Default | NECB_Default | 0 | Natural Gas Direct Vent with Electric Ignition | 0.05 | lhs | NECB_Default | NECB_Default | MidriseApartment | NECB_Default | NECB_Default | NECB_Default | NECB_Default | CAN_AB_Abee.AgDM.712850_CWEC2020.epw | NECB_Default | NECB_Default | NECB_Default | NECB_Default | NECB_Default | NECB_Default | NECB_Default | NECB_Default | LED | NECB_Default | NECB_Default | NECB_Default | NECB_Default | NECB_Default | NECB_Default | NECB_Default | NECB_Default | NECB_Default | ElectricityHPElecBackup | NECB_Default | NECB_Default | NECB_Default | NECB_Default | 1 | 1 | 1 | NECB_Default | NECB_Default | NECB_Default | NECB2017 | 9e191e12-14e2-493f-8955-c2caf32c0d62 | f2e12f84-ea0a-4715-acbe-730cac1de648 | Toronto_MidR_Elec_New | local_managed_aws_workers | sampling-lhs | TRUE | 9e191e12-14e2-493f-8955-c2caf32c0d62 | 834599497928 | :adv_dx_units: NECB_Default :airloop_economizer_type: DifferentialDryBulb :algorithm_type: sampling-lhs :analysis_id: f2e12f84-ea0a-4715-acbe-730cac1de648 :analysis_name: Toronto_MidR_Elec_New :baseline_system_zones_map_option: NECB_Default :boiler_eff: NECB_Default :building_type: MidriseApartment :chiller_type: NECB_Default :compute_environment: local_managed_aws_workers :datapoint_id: 9e191e12-14e2-493f-8955-c2caf32c0d62 :daylighting_type: NECB_Default :dcv_type: No_DCV :door_construction_cond: NECB_Default :ecm_system_name: HS09_CCASHP_Baseboard :electrical_loads_scale: NECB_Default :epw_file: CAN_ON_Toronto.Pearson.Intl.AP.716240_CWEC2016.epw :erv_package: Plate-Existing :ext_floor_cond: NECB_Default :ext_roof_cond: '0.138' :ext_wall_cond: '0.21' :fdwr_set: '0.2' :fixed_wind_solar_trans: '0.5' :fixed_window_cond: '2.4' :furnace_eff: NECB 85% Efficient Condensing Gas Furnace :glass_door_cond: NECB_Default :glass_door_solar_trans: NECB_Default :ground_floor_cond: NECB_Default :ground_roof_cond: NECB_Default :ground_wall_cond: NECB_Default :infiltration_scale: NECB_Default :job_id: 9e191e12-14e2-493f-8955-c2caf32c0d62 :lights_scale: NECB_Default :lights_type: LED :npv_discount_rate: NECB_Default :npv_end_year: NECB_Default :npv_start_year: NECB_Default :nv_delta_temp_in_out: NECB_Default :nv_opening_fraction: NECB_Default :nv_temp_out_min: NECB_Default :nv_type: NECB_Default :oa_scale: NECB_Default :occupancy_loads_scale: NECB_Default :output_meters: - frequency: hourly name: NaturalGas:Facility - frequency: hourly name: Electricity:Facility - frequency: hourly name: ElectricityNet:Facility - frequency: hourly name: FuelOil#2:Facility :output_variables: [] :overhead_door_cond: NECB_Default :primary_heating_fuel: Electricity :pv_ground_azimuth_angle: NECB_Default :pv_ground_module_description: NECB_Default :pv_ground_tilt_angle: NECB_Default :pv_ground_total_area_pv_panels_m2: NECB_Default :pv_ground_type: add_pv_ground :rotation_degrees: '0.0' :run_annual_simulation: true :s3_bucket: '834599497928' :scale_x: 1.0 :scale_y: 1.0 :scale_z: 1.0 :scenario: lhs :shw_eff: Natural Gas Direct Vent with Electric Ignition :shw_scale: NECB_Default :skylight_cond: NECB_Default :skylight_solar_trans: NECB_Default :srr_set: '0.05' :template: NECB2017 | https://s3.console.aws.amazon.com/s3/buckets/834599497928?region=ca-central-1&prefix=nshirzad_frontend/Toronto_MidR_Elec_New/sampling-lhs/run/9e191e12-14e2-493f-8955-c2caf32c0d62/ | 8e67c459-7a78-4d00-87d1-73e75b9a200f | 9e191e12-14e2-493f-8955-c2caf32c0d62 | SUCCEEDED | 524.7468 | 0.57319 | 0.00048528 | 0.00065407 | 47971387 | 0 | 0 | 0 | 0 | 95.7952 | 37.7488 | 3134.61 | 2325.6934 | 20 | MidriseApartment |  |  | 5 | MidriseApartment | 4 |  | 4 | NECB2017 | 0.24343 | 9553.8375 | 10.9812 | 270.551 | 43.325 | 46.3841 | 0 | 26.6071 | 0 | 752.9616 | 57.2802 | TORONTO | ONTARIO | 3.723 | 0 | 0 | 3.723 | 22.6743 | 0 | 0 | 22.6743 | 0 | 0.047342 | 0 | 0 | 0.44687 | 0.041214 | 0.00092196 | 0.072896 | 0.062764 | 0.038324 | 0 | 0.0014515 | 0.44687 | 0.18196 | 65.1526 | 0 | Electricity | 20 | 0.757 | [5 empty] | 0.138 | 0.21 | 2.4 | 1.9 | 5 | 46.2428 | Toronto Pearson Intl AP | CAN | 382 | 3615 | 43.677 | -79.631 | 5 | 3890 | ON | CAN_AB_Abee.AgDM.712850_CWEC2020.epw | 0.24724 | 966.1006 | 10.9812 | 46.2428 | 38.7372 | 19.9629 | TRUE | TRUE | FALSE | FALSE | 12.4492 | -21.7135 | -1 | 1.5605 | 0.01344 | 570.37 | 0 | 116.1128 | 7.9599 | 0.068553 | 2909.34 | 0.1 | 2025-01-22 17:08:53 -0500 | dc55d9ddb | 0.6.3 | 0.44687 | 647.5 | 647.5 | 0 | 0 | 0.07462 | 6.3175e-05 | 8.5149e-05 | 6245087.209 | 0.41183 | 0.00034867 | 0.00046994 | 34466848.8125 | 0 | 0 | 0 | 0 | 172 | 0 | 0 | 0 |  | Electricity
0 | DifferentialEnthalpy | Viessmann Vitocrossal 300 CT3-17 96.2% Efficient Condensing Gas Boiler | CO2_based_DCV | HS11_ASHP_PTHP | Rotary-All | 0.227 | 0.247 | 0.69 | 0.4 | 1.6 | NECB_Default | add_nv | NECB_Default | 90 | Natural Gas Direct Vent with Electric Ignition | 0.05 | lhs | NECB_Default | NECB_Default | MidriseApartment | NECB_Default | NECB_Default | NECB_Default | NECB_Default | CAN_AB_Abee.AgDM.712850_CWEC2020.epw | NECB_Default | NECB_Default | NECB_Default | NECB_Default | NECB_Default | NECB_Default | NECB_Default | NECB_Default | LED | NECB_Default | NECB_Default | NECB_Default | NECB_Default | NECB_Default | NECB_Default | NECB_Default | NECB_Default | NECB_Default | ElectricityHPElecBackup | NECB_Default | NECB_Default | NECB_Default | NECB_Default | 1 | 1 | 1 | NECB_Default | NECB_Default | NECB_Default | NECB2017 | 25fcc86a-edfd-4684-9da9-8582d51ca67c | f2e12f84-ea0a-4715-acbe-730cac1de648 | Toronto_MidR_Elec_New | local_managed_aws_workers | sampling-lhs | TRUE | 25fcc86a-edfd-4684-9da9-8582d51ca67c | 834599497928 | :adv_dx_units: NECB_Default :airloop_economizer_type: DifferentialEnthalpy :algorithm_type: sampling-lhs :analysis_id: f2e12f84-ea0a-4715-acbe-730cac1de648 :analysis_name: Toronto_MidR_Elec_New :baseline_system_zones_map_option: NECB_Default :boiler_eff: Viessmann Vitocrossal 300 CT3-17 96.2% Efficient Condensing Gas Boiler :building_type: MidriseApartment :chiller_type: NECB_Default :compute_environment: local_managed_aws_workers :datapoint_id: 25fcc86a-edfd-4684-9da9-8582d51ca67c :daylighting_type: NECB_Default :dcv_type: CO2_based_DCV :door_construction_cond: NECB_Default :ecm_system_name: HS11_ASHP_PTHP :electrical_loads_scale: NECB_Default :epw_file: CAN_ON_Toronto.Pearson.Intl.AP.716240_CWEC2016.epw :erv_package: Rotary-All :ext_floor_cond: NECB_Default :ext_roof_cond: '0.227' :ext_wall_cond: '0.247' :fdwr_set: '0.69' :fixed_wind_solar_trans: '0.4' :fixed_window_cond: '1.6' :furnace_eff: NECB_Default :glass_door_cond: NECB_Default :glass_door_solar_trans: NECB_Default :ground_floor_cond: NECB_Default :ground_roof_cond: NECB_Default :ground_wall_cond: NECB_Default :infiltration_scale: NECB_Default :job_id: 25fcc86a-edfd-4684-9da9-8582d51ca67c :lights_scale: NECB_Default :lights_type: LED :npv_discount_rate: NECB_Default :npv_end_year: NECB_Default :npv_start_year: NECB_Default :nv_delta_temp_in_out: NECB_Default :nv_opening_fraction: NECB_Default :nv_temp_out_min: NECB_Default :nv_type: add_nv :oa_scale: NECB_Default :occupancy_loads_scale: NECB_Default :output_meters: - frequency: hourly name: NaturalGas:Facility - frequency: hourly name: Electricity:Facility - frequency: hourly name: ElectricityNet:Facility - frequency: hourly name: FuelOil#2:Facility :output_variables: [] :overhead_door_cond: NECB_Default :primary_heating_fuel: Electricity :pv_ground_azimuth_angle: NECB_Default :pv_ground_module_description: NECB_Default :pv_ground_tilt_angle: NECB_Default :pv_ground_total_area_pv_panels_m2: NECB_Default :pv_ground_type: add_pv_ground :rotation_degrees: '90.0' :run_annual_simulation: true :s3_bucket: '834599497928' :scale_x: 1.0 :scale_y: 1.0 :scale_z: 1.0 :scenario: lhs :shw_eff: Natural Gas Direct Vent with Electric Ignition :shw_scale: NECB_Default :skylight_cond: NECB_Default :skylight_solar_trans: NECB_Default :srr_set: '0.05' :template: NECB2017 | https://s3.console.aws.amazon.com/s3/buckets/834599497928?region=ca-central-1&prefix=nshirzad_frontend/Toronto_MidR_Elec_New/sampling-lhs/run/25fcc86a-edfd-4684-9da9-8582d51ca67c/ | 72804d90-a576-426b-b450-a39456a2ac98 | 25fcc86a-edfd-4684-9da9-8582d51ca67c | SUCCEEDED | 780.2055 | 0.18983 | 0.00016072 | 0.00021661 | 15887183.125 | 0.02887 | 2.4442e-05 | 3.2944e-05 | 2416185.0469 | 96.5316 | 25.6146 | 3134.61 | 2325.6934 | 69 | MidriseApartment |  |  | 5 | MidriseApartment | 4 |  | 4 | NECB2017 | 0.24343 | 9553.8375 | 19.6664 | 406.4037 | 136.2594 | 46.3841 | 0 | 26.6071 | 0 | 1003.8614 | 79.393 | TORONTO | ONTARIO | 3.7413 | 0 | 0 | 3.7413 | 22.7853 | 0 | 0 | 22.7853 | 0 | 0.085893 | 0 | 0 | 0.44906 | 0.016812 | 0.00045939 | 0.061402 | 0.062764 | 0.038324 | 0 | 0.0014515 | 0.44906 | 0.18196 | 79.2171 | 0 | Electricity | 69 | 0.757 | [5 empty] | 0.227 | 0.247 | 1.6 | 1.9 | 5 | 62.7502 | Toronto Pearson Intl AP | CAN | 382 | 3615 | 43.677 | -79.631 | 5 | 3890 | ON | CAN_AB_Abee.AgDM.712850_CWEC2020.epw | 0.24943 | 1218.8883 | 19.6664 | 62.7502 | 38.7372 | 19.9629 | TRUE | FALSE | TRUE | FALSE | 12.4492 | -21.7135 | -1 | 1.5605 | 0.013439 | 570.36 | 0 | 116.1128 | 7.9599 | 0.068553 | 2909.34 | 0.1 | 2025-01-22 16:58:55 -0500 | dc55d9ddb | 0.6.3 | 0.44906 | 0 | 0 | 0.25 | 0.25 | 0.07462 | 6.3175e-05 | 8.5149e-05 | 6245087.209 | 0.13639 | 0.00011547 | 0.00015564 | 11414810.9062 | 0.02887 | 2.4442e-05 | 3.2944e-05 | 2416185.0547 | 593 | 0 | 0 | 0 |  | Electricity
0 | DifferentialDryBulb | NECB_Default | No_DCV | HS13_ASHP_VRF | Rotary-All | 0.183 | 0.183 | 0.4 | 0.3 | 2.4 | NECB 85% Efficient Condensing Gas Furnace | NECB_Default | NECB_Default | 45 | Natural Gas Direct Vent with Electric Ignition | NECB_Default | lhs | NECB_Default | NECB_Default | MidriseApartment | NECB_Default | NECB_Default | NECB_Default | NECB_Default | CAN_AB_Abee.AgDM.712850_CWEC2020.epw | NECB_Default | NECB_Default | NECB_Default | NECB_Default | NECB_Default | NECB_Default | NECB_Default | NECB_Default | LED | NECB_Default | NECB_Default | NECB_Default | NECB_Default | NECB_Default | NECB_Default | NECB_Default | NECB_Default | NECB_Default | ElectricityHPElecBackup | NECB_Default | NECB_Default | NECB_Default | NECB_Default | 1 | 1 | 1 | NECB_Default | NECB_Default | NECB_Default | NECB2017 | e9a02427-da56-47a0-b23e-79d8181487cc | f2e12f84-ea0a-4715-acbe-730cac1de648 | Toronto_MidR_Elec_New | local_managed_aws_workers | sampling-lhs | TRUE | e9a02427-da56-47a0-b23e-79d8181487cc | 834599497928 | :adv_dx_units: NECB_Default :airloop_economizer_type: DifferentialDryBulb :algorithm_type: sampling-lhs :analysis_id: f2e12f84-ea0a-4715-acbe-730cac1de648 :analysis_name: Toronto_MidR_Elec_New :baseline_system_zones_map_option: NECB_Default :boiler_eff: NECB_Default :building_type: MidriseApartment :chiller_type: NECB_Default :compute_environment: local_managed_aws_workers :datapoint_id: e9a02427-da56-47a0-b23e-79d8181487cc :daylighting_type: NECB_Default :dcv_type: No_DCV :door_construction_cond: NECB_Default :ecm_system_name: HS13_ASHP_VRF :electrical_loads_scale: NECB_Default :epw_file: CAN_ON_Toronto.Pearson.Intl.AP.716240_CWEC2016.epw :erv_package: Rotary-All :ext_floor_cond: NECB_Default :ext_roof_cond: '0.183' :ext_wall_cond: '0.183' :fdwr_set: '0.4' :fixed_wind_solar_trans: '0.3' :fixed_window_cond: '2.4' :furnace_eff: NECB 85% Efficient Condensing Gas Furnace :glass_door_cond: NECB_Default :glass_door_solar_trans: NECB_Default :ground_floor_cond: NECB_Default :ground_roof_cond: NECB_Default :ground_wall_cond: NECB_Default :infiltration_scale: NECB_Default :job_id: e9a02427-da56-47a0-b23e-79d8181487cc :lights_scale: NECB_Default :lights_type: LED :npv_discount_rate: NECB_Default :npv_end_year: NECB_Default :npv_start_year: NECB_Default :nv_delta_temp_in_out: NECB_Default :nv_opening_fraction: NECB_Default :nv_temp_out_min: NECB_Default :nv_type: NECB_Default :oa_scale: NECB_Default :occupancy_loads_scale: NECB_Default :output_meters: - frequency: hourly name: NaturalGas:Facility - frequency: hourly name: Electricity:Facility - frequency: hourly name: ElectricityNet:Facility - frequency: hourly name: FuelOil#2:Facility :output_variables: [] :overhead_door_cond: NECB_Default :primary_heating_fuel: Electricity :pv_ground_azimuth_angle: NECB_Default :pv_ground_module_description: NECB_Default :pv_ground_tilt_angle: NECB_Default :pv_ground_total_area_pv_panels_m2: NECB_Default :pv_ground_type: add_pv_ground :rotation_degrees: '45.0' :run_annual_simulation: true :s3_bucket: '834599497928' :scale_x: 1.0 :scale_y: 1.0 :scale_z: 1.0 :scenario: lhs :shw_eff: Natural Gas Direct Vent with Electric Ignition :shw_scale: NECB_Default :skylight_cond: NECB_Default :skylight_solar_trans: NECB_Default :srr_set: NECB_Default :template: NECB2017 | https://s3.console.aws.amazon.com/s3/buckets/834599497928?region=ca-central-1&prefix=nshirzad_frontend/Toronto_MidR_Elec_New/sampling-lhs/run/e9a02427-da56-47a0-b23e-79d8181487cc/ | ea5584f3-d18c-4e92-bba1-44d4c49e2dd9 | e9a02427-da56-47a0-b23e-79d8181487cc | SUCCEEDED | 799.3776 | 0.4928 | 0.00041722 | 0.00056234 | 41243594.5 | 0 | 0 | 0 | 0 | 99.245 | 53.5048 | 3134.61 | 2325.6934 | 40 | MidriseApartment |  |  | 2 | MidriseApartment | 4 |  | 4 | NECB2017 | 0.24343 | 9553.8375 | 10.3216 | 274.9758 | 161.956 | 46.3841 | 0 | 26.6071 | 0 | 860.4873 | 41.7503 | TORONTO | ONTARIO | 3.8239 | 0 | 0 | 3.8239 | 23.2888 | 0 | 0 | 23.2888 | 0 | 0.036732 | 0 | 0 | 0.45899 | 0.016857 | 0.00061571 | 0.12028 | 0.062764 | 0.038324 | 0 | 0.0014515 | 0.45899 | 0.18196 | 68.7739 | 0 | Electricity | 40 | 0.757 | [5 empty] | 0.183 | 0.183 | 2.4 | 1.9 | 2 | 54.2747 | Toronto Pearson Intl AP | CAN | 382 | 3615 | 43.677 | -79.631 | 5 | 3890 | ON | CAN_AB_Abee.AgDM.712850_CWEC2020.epw | 0.25935 | 1084.066 | 10.3216 | 54.2747 | 38.7373 | 19.9629 | TRUE | TRUE | FALSE | FALSE | 12.4492 | -21.7135 | -1 | 1.5605 | 0.01344 | 570.38 | 0 | 116.1128 | 7.9599 | 0.068553 | 2909.34 | 0.1 | 2025-01-22 16:59:41 -0500 | dc55d9ddb | 0.6.3 | 0.45899 | 33.75 | 33.75 | 0 | 0 | 0.07462 | 6.3175e-05 | 8.5149e-05 | 6245087.209 | 0.35407 | 0.00029977 | 0.00040403 | 29633002.9375 | 0 | 0 | 0 | 0 | 105 | 0 | 0 | 0 |  | Electricity
0 | DifferentialEnthalpy | NECB 88% Efficient Condensing Boiler | Occupancy_based_DCV | HS13_ASHP_VRF | NECB_Default_All | 0.138 | 0.183 | 0.1 | 0.6 | 1.6 | NECB 85% Efficient Condensing Gas Furnace | add_nv | NECB_Default | 270 | NECB_Default | 0.05 | lhs | NECB_Default | NECB_Default | MidriseApartment | NECB_Default | NECB_Default | NECB_Default | NECB_Default | CAN_AB_Abee.AgDM.712850_CWEC2020.epw | NECB_Default | NECB_Default | NECB_Default | NECB_Default | NECB_Default | NECB_Default | NECB_Default | NECB_Default | LED | NECB_Default | NECB_Default | NECB_Default | NECB_Default | NECB_Default | NECB_Default | NECB_Default | NECB_Default | NECB_Default | ElectricityHPElecBackup | NECB_Default | NECB_Default | NECB_Default | NECB_Default | 1 | 1 | 1 | NECB_Default | NECB_Default | NECB_Default | NECB2017 | de39ae62-ca9b-4cba-ba88-d82fc8c9fc0f | f2e12f84-ea0a-4715-acbe-730cac1de648 | Toronto_MidR_Elec_New | local_managed_aws_workers | sampling-lhs | TRUE | de39ae62-ca9b-4cba-ba88-d82fc8c9fc0f | 834599497928 | :adv_dx_units: NECB_Default :airloop_economizer_type: DifferentialEnthalpy :algorithm_type: sampling-lhs :analysis_id: f2e12f84-ea0a-4715-acbe-730cac1de648 :analysis_name: Toronto_MidR_Elec_New :baseline_system_zones_map_option: NECB_Default :boiler_eff: NECB 88% Efficient Condensing Boiler :building_type: MidriseApartment :chiller_type: NECB_Default :compute_environment: local_managed_aws_workers :datapoint_id: de39ae62-ca9b-4cba-ba88-d82fc8c9fc0f :daylighting_type: NECB_Default :dcv_type: Occupancy_based_DCV :door_construction_cond: NECB_Default :ecm_system_name: HS13_ASHP_VRF :electrical_loads_scale: NECB_Default :epw_file: CAN_ON_Toronto.Pearson.Intl.AP.716240_CWEC2016.epw :erv_package: NECB_Default_All :ext_floor_cond: NECB_Default :ext_roof_cond: '0.138' :ext_wall_cond: '0.183' :fdwr_set: '0.1' :fixed_wind_solar_trans: '0.6' :fixed_window_cond: '1.6' :furnace_eff: NECB 85% Efficient Condensing Gas Furnace :glass_door_cond: NECB_Default :glass_door_solar_trans: NECB_Default :ground_floor_cond: NECB_Default :ground_roof_cond: NECB_Default :ground_wall_cond: NECB_Default :infiltration_scale: NECB_Default :job_id: de39ae62-ca9b-4cba-ba88-d82fc8c9fc0f :lights_scale: NECB_Default :lights_type: LED :npv_discount_rate: NECB_Default :npv_end_year: NECB_Default :npv_start_year: NECB_Default :nv_delta_temp_in_out: NECB_Default :nv_opening_fraction: NECB_Default :nv_temp_out_min: NECB_Default :nv_type: add_nv :oa_scale: NECB_Default :occupancy_loads_scale: NECB_Default :output_meters: - frequency: hourly name: NaturalGas:Facility - frequency: hourly name: Electricity:Facility - frequency: hourly name: ElectricityNet:Facility - frequency: hourly name: FuelOil#2:Facility :output_variables: [] :overhead_door_cond: NECB_Default :primary_heating_fuel: Electricity :pv_ground_azimuth_angle: NECB_Default :pv_ground_module_description: NECB_Default :pv_ground_tilt_angle: NECB_Default :pv_ground_total_area_pv_panels_m2: NECB_Default :pv_ground_type: NECB_Default :rotation_degrees: '270.0' :run_annual_simulation: true :s3_bucket: '834599497928' :scale_x: 1.0 :scale_y: 1.0 :scale_z: 1.0 :scenario: lhs :shw_eff: NECB_Default :shw_scale: NECB_Default :skylight_cond: NECB_Default :skylight_solar_trans: NECB_Default :srr_set: '0.05' :template: NECB2017 | https://s3.console.aws.amazon.com/s3/buckets/834599497928?region=ca-central-1&prefix=nshirzad_frontend/Toronto_MidR_Elec_New/sampling-lhs/run/de39ae62-ca9b-4cba-ba88-d82fc8c9fc0f/ | 7e29c6d1-1bde-42b7-8591-f28546fcd81f | de39ae62-ca9b-4cba-ba88-d82fc8c9fc0f | SUCCEEDED | 824.0531 | 0.35668 | 0.00030198 | 0.00040701 | 29851443.25 | 0.049256 | 4.1701e-05 | 5.6206e-05 | 4122300.625 | 89.203 | 37.7213 | 3134.61 | 2325.6934 | 10 | MidriseApartment |  |  | 5 | MidriseApartment | 4 |  | 4 | NECB2017 | 0.24343 | 9553.8375 | 8.8473 | 289.0921 | 144.7638 | 46.3841 | 0 | 26.6071 | 0 | 579.6453 | 72.7982 | TORONTO | ONTARIO | 3.5197 | 0 | 0 | 3.5197 | 21.4361 | 0 | 0 | 21.4361 | 0 | 0.03841 | 0 | 0 | 0.42247 | 0.012445 | 0.00025522 | 0.086862 | 0.062764 | 0.038324 | 0 | 0.0014515 | 0.42247 | 0.18196 | 51.3375 | 0 | Electricity | 10 | 0.757 | [5 empty] | 0.138 | 0.183 | 1.6 | 1.9 | 5 | 36.7717 | Toronto Pearson Intl AP | CAN | 382 | 3615 | 43.677 | -79.631 | 5 | 3890 | ON | CAN_AB_Abee.AgDM.712850_CWEC2020.epw | 0.42247 | 943.8454 | 8.8473 | 36.7717 | 38.7373 | 19.9629 | TRUE | TRUE | FALSE | FALSE | 12.4492 | -21.7135 | -1 | 1.5605 | 0.01344 | 570.38 | 0 | 116.1128 | 7.9599 | 0.068553 | 2909.34 | 0.1 | 2025-01-22 17:16:23 -0500 | dc55d9ddb | 0.6.3 | 0.42247 | 142 | 142 | 0 | 0 | 0.07462 | 6.3175e-05 | 8.5149e-05 | 6245087.209 | 0.25627 | 0.00021697 | 0.00029243 | 21447966.9375 | 0.049256 | 4.1701e-05 | 5.6206e-05 | 4122300.5234 | 513 | 0 | 0 | 0 |  | Electricity
0 | DifferentialEnthalpy | NECB_Default | No_DCV | HS13_ASHP_VRF | Plate-All | 0.142 | 0.314 | 0.4 | 0.2 | 1.6 | NECB_Default | NECB_Default | NECB_Default | 0 | Natural Gas Direct Vent with Electric Ignition | NECB_Default | lhs | NECB_Default | NECB_Default | MidriseApartment | NECB_Default | NECB_Default | NECB_Default | NECB_Default | CAN_AB_Abee.AgDM.712850_CWEC2020.epw | NECB_Default | NECB_Default | NECB_Default | NECB_Default | NECB_Default | NECB_Default | NECB_Default | NECB_Default | LED | NECB_Default | NECB_Default | NECB_Default | NECB_Default | NECB_Default | NECB_Default | NECB_Default | NECB_Default | NECB_Default | ElectricityHPElecBackup | NECB_Default | NECB_Default | NECB_Default | NECB_Default | 1 | 1 | 1 | NECB_Default | NECB_Default | NECB_Default | NECB2017 | 087093f9-4cd0-4c64-b964-64f2b442391f | f2e12f84-ea0a-4715-acbe-730cac1de648 | Toronto_MidR_Elec_New | local_managed_aws_workers | sampling-lhs | TRUE | 087093f9-4cd0-4c64-b964-64f2b442391f | 834599497928 | :adv_dx_units: NECB_Default :airloop_economizer_type: DifferentialEnthalpy :algorithm_type: sampling-lhs :analysis_id: f2e12f84-ea0a-4715-acbe-730cac1de648 :analysis_name: Toronto_MidR_Elec_New :baseline_system_zones_map_option: NECB_Default :boiler_eff: NECB_Default :building_type: MidriseApartment :chiller_type: NECB_Default :compute_environment: local_managed_aws_workers :datapoint_id: 087093f9-4cd0-4c64-b964-64f2b442391f :daylighting_type: NECB_Default :dcv_type: No_DCV :door_construction_cond: NECB_Default :ecm_system_name: HS13_ASHP_VRF :electrical_loads_scale: NECB_Default :epw_file: CAN_ON_Toronto.Pearson.Intl.AP.716240_CWEC2016.epw :erv_package: Plate-All :ext_floor_cond: NECB_Default :ext_roof_cond: '0.142' :ext_wall_cond: '0.314' :fdwr_set: '0.4' :fixed_wind_solar_trans: '0.2' :fixed_window_cond: '1.6' :furnace_eff: NECB_Default :glass_door_cond: NECB_Default :glass_door_solar_trans: NECB_Default :ground_floor_cond: NECB_Default :ground_roof_cond: NECB_Default :ground_wall_cond: NECB_Default :infiltration_scale: NECB_Default :job_id: 087093f9-4cd0-4c64-b964-64f2b442391f :lights_scale: NECB_Default :lights_type: LED :npv_discount_rate: NECB_Default :npv_end_year: NECB_Default :npv_start_year: NECB_Default :nv_delta_temp_in_out: NECB_Default :nv_opening_fraction: NECB_Default :nv_temp_out_min: NECB_Default :nv_type: NECB_Default :oa_scale: NECB_Default :occupancy_loads_scale: NECB_Default :output_meters: - frequency: hourly name: NaturalGas:Facility - frequency: hourly name: Electricity:Facility - frequency: hourly name: ElectricityNet:Facility - frequency: hourly name: FuelOil#2:Facility :output_variables: [] :overhead_door_cond: NECB_Default :primary_heating_fuel: Electricity :pv_ground_azimuth_angle: NECB_Default :pv_ground_module_description: NECB_Default :pv_ground_tilt_angle: NECB_Default :pv_ground_total_area_pv_panels_m2: NECB_Default :pv_ground_type: NECB_Default :rotation_degrees: '0.0' :run_annual_simulation: true :s3_bucket: '834599497928' :scale_x: 1.0 :scale_y: 1.0 :scale_z: 1.0 :scenario: lhs :shw_eff: Natural Gas Direct Vent with Electric Ignition :shw_scale: NECB_Default :skylight_cond: NECB_Default :skylight_solar_trans: NECB_Default :srr_set: NECB_Default :template: NECB2017 | https://s3.console.aws.amazon.com/s3/buckets/834599497928?region=ca-central-1&prefix=nshirzad_frontend/Toronto_MidR_Elec_New/sampling-lhs/run/087093f9-4cd0-4c64-b964-64f2b442391f/ | 6b5cfa81-f101-456b-8a8e-50b432eafe31 | 087093f9-4cd0-4c64-b964-64f2b442391f | SUCCEEDED | 590.4582 | 0.4928 | 0.00041722 | 0.00056234 | 41243594.5 | 0 | 0 | 0 | 0 | 94.006 | 48.3624 | 3134.61 | 2325.6934 | 40 | MidriseApartment |  |  | 2 | MidriseApartment | 4 |  | 4 | NECB2017 | 0.24343 | 9553.8375 | 8.3814 | 341.3538 | 147.9932 | 46.3841 | 0 | 26.6071 | 0 | 604.0885 | 41.7503 | TORONTO | ONTARIO | 3.6668 | 0 | 0 | 3.6668 | 22.3316 | 0 | 0 | 22.3316 | 0 | 0.029988 | 0 | 0 | 0.44012 | 0.016356 | 0.00061571 | 0.10866 | 0.062764 | 0.038324 | 0 | 0.0014515 | 0.44012 | 0.18196 | 65.2837 | 0 | Electricity | 40 | 0.757 | [5 empty] | 0.142 | 0.314 | 1.6 | 1.9 | 2 | 50.8545 | Toronto Pearson Intl AP | CAN | 382 | 3615 | 43.677 | -79.631 | 5 | 3890 | ON | CAN_AB_Abee.AgDM.712850_CWEC2020.epw | 0.44012 | 983.5042 | 8.3814 | 50.8545 | 38.7373 | 19.963 | TRUE | TRUE | FALSE | FALSE | 12.4492 | -21.7135 | -1 | 1.5605 | 0.01344 | 570.38 | 0 | 116.1128 | 7.9599 | 0.068553 | 2909.34 | 0.1 | 2025-01-22 17:10:51 -0500 | dc55d9ddb | 0.6.3 | 0.44012 | 14.25 | 14.25 | 0 | 0 | 0.07462 | 6.3175e-05 | 8.5149e-05 | 6245087.209 | 0.35407 | 0.00029977 | 0.00040403 | 29633002 | 0 | 0 | 0 | 0 | 105 | 0 | 0 | 0 |  | Electricity
0 | DifferentialEnthalpy | NECB 88% Efficient Condensing Boiler | Occupancy_based_DCV | NECB_Default | Plate-Existing | 0.227 | 0.247 | 0.5 | 0.5 | 2.2 | NECB 85% Efficient Condensing Gas Furnace | add_nv | NECB_Default | 270 | Natural Gas Power Vent with Electric Ignition | 0.08 | lhs | NECB_Default | NECB_Default | MidriseApartment | NECB_Default | NECB_Default | NECB_Default | NECB_Default | CAN_AB_Abee.AgDM.712850_CWEC2020.epw | NECB_Default | NECB_Default | NECB_Default | NECB_Default | NECB_Default | NECB_Default | NECB_Default | NECB_Default | LED | NECB_Default | NECB_Default | NECB_Default | NECB_Default | NECB_Default | NECB_Default | NECB_Default | NECB_Default | NECB_Default | Electricity | NECB_Default | NECB_Default | NECB_Default | NECB_Default | 1 | 1 | 1 | NECB_Default | NECB_Default | NECB_Default | NECB2017 | 4a497a72-1dc4-4777-b979-52bec8546c9a | f2e12f84-ea0a-4715-acbe-730cac1de648 | Toronto_MidR_Elec_New | local_managed_aws_workers | sampling-lhs | TRUE | 4a497a72-1dc4-4777-b979-52bec8546c9a | 834599497928 | :adv_dx_units: NECB_Default :airloop_economizer_type: DifferentialEnthalpy :algorithm_type: sampling-lhs :analysis_id: f2e12f84-ea0a-4715-acbe-730cac1de648 :analysis_name: Toronto_MidR_Elec_New :baseline_system_zones_map_option: NECB_Default :boiler_eff: NECB 88% Efficient Condensing Boiler :building_type: MidriseApartment :chiller_type: NECB_Default :compute_environment: local_managed_aws_workers :datapoint_id: 4a497a72-1dc4-4777-b979-52bec8546c9a :daylighting_type: NECB_Default :dcv_type: Occupancy_based_DCV :door_construction_cond: NECB_Default :ecm_system_name: NECB_Default :electrical_loads_scale: NECB_Default :epw_file: CAN_ON_Toronto.Pearson.Intl.AP.716240_CWEC2016.epw :erv_package: Plate-Existing :ext_floor_cond: NECB_Default :ext_roof_cond: '0.227' :ext_wall_cond: '0.247' :fdwr_set: '0.5' :fixed_wind_solar_trans: '0.5' :fixed_window_cond: '2.2' :furnace_eff: NECB 85% Efficient Condensing Gas Furnace :glass_door_cond: NECB_Default :glass_door_solar_trans: NECB_Default :ground_floor_cond: NECB_Default :ground_roof_cond: NECB_Default :ground_wall_cond: NECB_Default :infiltration_scale: NECB_Default :job_id: 4a497a72-1dc4-4777-b979-52bec8546c9a :lights_scale: NECB_Default :lights_type: LED :npv_discount_rate: NECB_Default :npv_end_year: NECB_Default :npv_start_year: NECB_Default :nv_delta_temp_in_out: NECB_Default :nv_opening_fraction: NECB_Default :nv_temp_out_min: NECB_Default :nv_type: add_nv :oa_scale: NECB_Default :occupancy_loads_scale: NECB_Default :output_meters: - frequency: hourly name: NaturalGas:Facility - frequency: hourly name: Electricity:Facility - frequency: hourly name: ElectricityNet:Facility - frequency: hourly name: FuelOil#2:Facility :output_variables: [] :overhead_door_cond: NECB_Default :primary_heating_fuel: Electricity :pv_ground_azimuth_angle: NECB_Default :pv_ground_module_description: NECB_Default :pv_ground_tilt_angle: NECB_Default :pv_ground_total_area_pv_panels_m2: NECB_Default :pv_ground_type: NECB_Default :rotation_degrees: '270.0' :run_annual_simulation: true :s3_bucket: '834599497928' :scale_x: 1.0 :scale_y: 1.0 :scale_z: 1.0 :scenario: lhs :shw_eff: Natural Gas Power Vent with Electric Ignition :shw_scale: NECB_Default :skylight_cond: NECB_Default :skylight_solar_trans: NECB_Default :srr_set: '0.08' :template: NECB2017 | https://s3.console.aws.amazon.com/s3/buckets/834599497928?region=ca-central-1&prefix=nshirzad_frontend/Toronto_MidR_Elec_New/sampling-lhs/run/4a497a72-1dc4-4777-b979-52bec8546c9a/ | e010a2e7-840f-4fc8-8206-9ce4856380c6 | 4a497a72-1dc4-4777-b979-52bec8546c9a | SUCCEEDED | 637.214 | 0.42815 | 0.00036248 | 0.00048856 | 35832195.5 | 0.057281 | 4.8496e-05 | 6.5364e-05 | 4793975.5312 | 137.1294 | 41.7188 | 3134.61 | 2325.6934 | 50 | MidriseApartment |  |  | 8 | MidriseApartment | 4 |  | 4 | NECB2017 | 0.24343 | 9553.8375 | 21.3422 | 286.4149 | 67.0782 | 46.3841 | 0 | 26.6071 | 0 | 506.9374 | 80.4534 | TORONTO | ONTARIO | 4.9616 | 0 | 0 | 4.9616 | 30.2178 | 0 | 0 | 30.2178 | 0 | 0.087867 | 0 | 0 | 0.59555 | 0.072191 | 0.00079436 | 0.15019 | 0.062764 | 0.038324 | 0 | 0.0014515 | 0.59555 | 0.18197 | 80.2231 | 0 | Electricity | 50 | 0.757 | [5 empty] | 0.227 | 0.247 | 2.2 | 1.9 | 8 | 60.9795 | Toronto Pearson Intl AP | CAN | 382 | 3615 | 43.677 | -79.631 | 5 | 3890 | ON | CAN_AB_Abee.AgDM.712850_CWEC2020.epw | 0.59554 | 1020.3365 | 21.3422 | 60.9795 | 38.7373 | 19.9629 | TRUE | FALSE | FALSE | FALSE | 12.4492 | -21.7135 | -1 | 1.5606 | 0.01344 | 570.39 | 0 | 116.1128 | 7.9599 | 0.068553 | 2909.34 | 0.1 | 2025-01-22 17:01:59 -0500 | dc55d9ddb | 0.6.3 | 0.59555 | 411.5 | 411.5 | 167.75 | 167.75 | 0.07462 | 6.3175e-05 | 8.5149e-05 | 6245087.209 | 0.30765 | 0.00026046 | 0.00035105 | 25747357.125 | 0.057281 | 4.8496e-05 | 6.5364e-05 | 4793975.3711 | 587 | 0 | 0 | 0 |  | Electricity
0 | DifferentialDryBulb | Viessmann Vitocrossal 300 CT3-17 96.2% Efficient Condensing Gas Boiler | Occupancy_based_DCV | NECB_Default | Rotary-All | 0.138 | 0.21 | 0.1 | 0.5 | 1.6 | NECB_Default | NECB_Default | NECB_Default | 90 | Natural Gas Direct Vent with Electric Ignition | 0.08 | lhs | NECB_Default | NECB_Default | MidriseApartment | NECB_Default | NECB_Default | NECB_Default | NECB_Default | CAN_AB_Abee.AgDM.712850_CWEC2020.epw | NECB_Default | NECB_Default | NECB_Default | NECB_Default | NECB_Default | NECB_Default | NECB_Default | NECB_Default | LED | NECB_Default | NECB_Default | NECB_Default | NECB_Default | NECB_Default | NECB_Default | NECB_Default | NECB_Default | NECB_Default | Electricity | NECB_Default | NECB_Default | NECB_Default | NECB_Default | 1 | 1 | 1 | NECB_Default | NECB_Default | NECB_Default | NECB2017 | 50854af5-10bb-444d-b2c5-5cfafd6c49a9 | f2e12f84-ea0a-4715-acbe-730cac1de648 | Toronto_MidR_Elec_New | local_managed_aws_workers | sampling-lhs | TRUE | 50854af5-10bb-444d-b2c5-5cfafd6c49a9 | 834599497928 | :adv_dx_units: NECB_Default :airloop_economizer_type: DifferentialDryBulb :algorithm_type: sampling-lhs :analysis_id: f2e12f84-ea0a-4715-acbe-730cac1de648 :analysis_name: Toronto_MidR_Elec_New :baseline_system_zones_map_option: NECB_Default :boiler_eff: Viessmann Vitocrossal 300 CT3-17 96.2% Efficient Condensing Gas Boiler :building_type: MidriseApartment :chiller_type: NECB_Default :compute_environment: local_managed_aws_workers :datapoint_id: 50854af5-10bb-444d-b2c5-5cfafd6c49a9 :daylighting_type: NECB_Default :dcv_type: Occupancy_based_DCV :door_construction_cond: NECB_Default :ecm_system_name: NECB_Default :electrical_loads_scale: NECB_Default :epw_file: CAN_ON_Toronto.Pearson.Intl.AP.716240_CWEC2016.epw :erv_package: Rotary-All :ext_floor_cond: NECB_Default :ext_roof_cond: '0.138' :ext_wall_cond: '0.21' :fdwr_set: '0.1' :fixed_wind_solar_trans: '0.5' :fixed_window_cond: '1.6' :furnace_eff: NECB_Default :glass_door_cond: NECB_Default :glass_door_solar_trans: NECB_Default :ground_floor_cond: NECB_Default :ground_roof_cond: NECB_Default :ground_wall_cond: NECB_Default :infiltration_scale: NECB_Default :job_id: 50854af5-10bb-444d-b2c5-5cfafd6c49a9 :lights_scale: NECB_Default :lights_type: LED :npv_discount_rate: NECB_Default :npv_end_year: NECB_Default :npv_start_year: NECB_Default :nv_delta_temp_in_out: NECB_Default :nv_opening_fraction: NECB_Default :nv_temp_out_min: NECB_Default :nv_type: NECB_Default :oa_scale: NECB_Default :occupancy_loads_scale: NECB_Default :output_meters: - frequency: hourly name: NaturalGas:Facility - frequency: hourly name: Electricity:Facility - frequency: hourly name: ElectricityNet:Facility - frequency: hourly name: FuelOil#2:Facility :output_variables: [] :overhead_door_cond: NECB_Default :primary_heating_fuel: Electricity :pv_ground_azimuth_angle: NECB_Default :pv_ground_module_description: NECB_Default :pv_ground_tilt_angle: NECB_Default :pv_ground_total_area_pv_panels_m2: NECB_Default :pv_ground_type: NECB_Default :rotation_degrees: '90.0' :run_annual_simulation: true :s3_bucket: '834599497928' :scale_x: 1.0 :scale_y: 1.0 :scale_z: 1.0 :scenario: lhs :shw_eff: Natural Gas Direct Vent with Electric Ignition :shw_scale: NECB_Default :skylight_cond: NECB_Default :skylight_solar_trans: NECB_Default :srr_set: '0.08' :template: NECB2017 | https://s3.console.aws.amazon.com/s3/buckets/834599497928?region=ca-central-1&prefix=nshirzad_frontend/Toronto_MidR_Elec_New/sampling-lhs/run/50854af5-10bb-444d-b2c5-5cfafd6c49a9/ | 3e84682b-ffb7-4217-9010-d1d4db274314 | 50854af5-10bb-444d-b2c5-5cfafd6c49a9 | SUCCEEDED | 503.7108 | 0.57694 | 0.00048845 | 0.00065834 | 48284846 | 0 | 0 | 0 | 0 | 110.1909 | 35.0939 | 3134.61 | 2325.6934 | 10 | MidriseApartment |  |  | 8 | MidriseApartment | 4 |  | 4 | NECB2017 | 0.24343 | 9553.8375 | 10.1476 | 287.8693 | 39.5003 | 46.3841 | 0 | 26.6071 | 0 | 451.0025 | 50.6414 | TORONTO | ONTARIO | 4.1544 | 0 | 0 | 4.1544 | 25.3014 | 0 | 0 | 25.3014 | 0 | 0.047511 | 0 | 0 | 0.49866 | 0.039428 | 0.00088049 | 0.12634 | 0.062764 | 0.038324 | 0 | 0.0014515 | 0.49866 | 0.18196 | 59.5549 | 0 | Electricity | 10 | 0.757 | [5 empty] | 0.138 | 0.21 | 1.6 | 1.9 | 8 | 39.7367 | Toronto Pearson Intl AP | CAN | 382 | 3615 | 43.677 | -79.631 | 5 | 3890 | ON | CAN_AB_Abee.AgDM.712850_CWEC2020.epw | 0.49865 | 880.8753 | 10.1476 | 39.7367 | 38.7373 | 19.9629 | TRUE | TRUE | FALSE | FALSE | 12.4492 | -21.7135 | -1 | 1.5605 | 0.01344 | 570.37 | 0 | 116.1128 | 7.9599 | 0.068553 | 2909.34 | 0.1 | 2025-01-22 17:07:56 -0500 | dc55d9ddb | 0.6.3 | 0.49866 | 831 | 831 | 34.75 | 34.75 | 0.07462 | 6.3175e-05 | 8.5149e-05 | 6245087.209 | 0.41455 | 0.00035096 | 0.00047304 | 34693951.3125 | 0 | 0 | 0 | 0 | 204 | 0 | 0 | 0 |  | Electricity
0 | DifferentialDryBulb | NECB_Default | CO2_based_DCV | HS08_CCASHP_VRF | Plate-All | 0.193 | 0.183 | 0.4 | 0.4 | 2.4 | NECB_Default | NECB_Default | NECB_Default | 90 | NECB_Default | 0.1 | lhs | NECB_Default | NECB_Default | MidriseApartment | NECB_Default | NECB_Default | NECB_Default | NECB_Default | CAN_AB_Abee.AgDM.712850_CWEC2020.epw | NECB_Default | NECB_Default | NECB_Default | NECB_Default | NECB_Default | NECB_Default | NECB_Default | NECB_Default | LED | NECB_Default | NECB_Default | NECB_Default | NECB_Default | NECB_Default | NECB_Default | NECB_Default | NECB_Default | NECB_Default | ElectricityHPElecBackup | NECB_Default | NECB_Default | NECB_Default | NECB_Default | 1 | 1 | 1 | NECB_Default | NECB_Default | NECB_Default | NECB2017 | 1b5c095a-c10f-49c6-8c24-527a5302346a | f2e12f84-ea0a-4715-acbe-730cac1de648 | Toronto_MidR_Elec_New | local_managed_aws_workers | sampling-lhs | TRUE | 1b5c095a-c10f-49c6-8c24-527a5302346a | 834599497928 | :adv_dx_units: NECB_Default :airloop_economizer_type: DifferentialDryBulb :algorithm_type: sampling-lhs :analysis_id: f2e12f84-ea0a-4715-acbe-730cac1de648 :analysis_name: Toronto_MidR_Elec_New :baseline_system_zones_map_option: NECB_Default :boiler_eff: NECB_Default :building_type: MidriseApartment :chiller_type: NECB_Default :compute_environment: local_managed_aws_workers :datapoint_id: 1b5c095a-c10f-49c6-8c24-527a5302346a :daylighting_type: NECB_Default :dcv_type: CO2_based_DCV :door_construction_cond: NECB_Default :ecm_system_name: HS08_CCASHP_VRF :electrical_loads_scale: NECB_Default :epw_file: CAN_ON_Toronto.Pearson.Intl.AP.716240_CWEC2016.epw :erv_package: Plate-All :ext_floor_cond: NECB_Default :ext_roof_cond: '0.193' :ext_wall_cond: '0.183' :fdwr_set: '0.4' :fixed_wind_solar_trans: '0.4' :fixed_window_cond: '2.4' :furnace_eff: NECB_Default :glass_door_cond: NECB_Default :glass_door_solar_trans: NECB_Default :ground_floor_cond: NECB_Default :ground_roof_cond: NECB_Default :ground_wall_cond: NECB_Default :infiltration_scale: NECB_Default :job_id: 1b5c095a-c10f-49c6-8c24-527a5302346a :lights_scale: NECB_Default :lights_type: LED :npv_discount_rate: NECB_Default :npv_end_year: NECB_Default :npv_start_year: NECB_Default :nv_delta_temp_in_out: NECB_Default :nv_opening_fraction: NECB_Default :nv_temp_out_min: NECB_Default :nv_type: NECB_Default :oa_scale: NECB_Default :occupancy_loads_scale: NECB_Default :output_meters: - frequency: hourly name: NaturalGas:Facility - frequency: hourly name: Electricity:Facility - frequency: hourly name: ElectricityNet:Facility - frequency: hourly name: FuelOil#2:Facility :output_variables: [] :overhead_door_cond: NECB_Default :primary_heating_fuel: Electricity :pv_ground_azimuth_angle: NECB_Default :pv_ground_module_description: NECB_Default :pv_ground_tilt_angle: NECB_Default :pv_ground_total_area_pv_panels_m2: NECB_Default :pv_ground_type: add_pv_ground :rotation_degrees: '90.0' :run_annual_simulation: true :s3_bucket: '834599497928' :scale_x: 1.0 :scale_y: 1.0 :scale_z: 1.0 :scenario: lhs :shw_eff: NECB_Default :shw_scale: NECB_Default :skylight_cond: NECB_Default :skylight_solar_trans: NECB_Default :srr_set: '0.1' :template: NECB2017 | https://s3.console.aws.amazon.com/s3/buckets/834599497928?region=ca-central-1&prefix=nshirzad_frontend/Toronto_MidR_Elec_New/sampling-lhs/run/1b5c095a-c10f-49c6-8c24-527a5302346a/ | f2c07eed-18dc-4069-8c93-5f5b96590d95 | 1b5c095a-c10f-49c6-8c24-527a5302346a | SUCCEEDED | 634.5944 | 0.24223 | 0.00020508 | 0.00027641 | 20273013.625 | 0 | 0 | 0 | 0 | 85.9499 | 25.7626 | 3134.61 | 2325.6934 | 40 | MidriseApartment |  |  | 10 | MidriseApartment | 4 |  | 4 | NECB2017 | 0.24343 | 9553.8375 | 13.8482 | 277.3107 | 204.3485 | 46.3841 | 0 | 26.6071 | 0 | 928.4335 | 64.9692 | TORONTO | ONTARIO | 3.4223 | 0 | 0 | 3.4223 | 20.8429 | 0 | 0 | 20.8429 | 0 | 0.055519 | 0 | 0 | 0.41078 | 0.017706 | 0.00027436 | 0.052782 | 0.062764 | 0.038324 | 0 | 0.0014515 | 0.41078 | 0.18196 | 62.1872 | 0 | Electricity | 40 | 0.757 | [5 empty] | 0.193 | 0.183 | 2.4 | 1.9 | 10 | 47.5599 | Toronto Pearson Intl AP | CAN | 382 | 3615 | 43.677 | -79.631 | 5 | 3890 | ON | CAN_AB_Abee.AgDM.712850_CWEC2020.epw | 0.21114 | 1110.4517 | 13.8482 | 47.5599 | 38.7373 | 19.9629 | TRUE | FALSE | TRUE | FALSE | 12.4492 | -21.7135 | -1 | 1.5605 | 0.01344 | 570.38 | 0 | 116.1128 | 7.9599 | 0.068553 | 2909.34 | 0.1 | 2025-01-22 17:04:44 -0500 | dc55d9ddb | 0.6.3 | 0.41078 | 45.5 | 45.5 | 0 | 0 | 0.07462 | 6.3175e-05 | 8.5149e-05 | 6245087.209 | 0.17404 | 0.00014735 | 0.0001986 | 14565988.2188 | 0 | 0 | 0 | 0 | 133 | 0 | 0 | 0 |  | Electricity
0 | NECB_Default | NECB 88% Efficient Condensing Boiler | No_DCV | HS13_ASHP_VRF | Plate-Existing | 0.142 | 0.278 | 0.4 | 0.3 | 2.4 | NECB_Default | NECB_Default | NECB_Default | 0 | Natural Gas Direct Vent with Electric Ignition | 0.05 | lhs | NECB_Default | NECB_Default | MidriseApartment | NECB_Default | NECB_Default | NECB_Default | NECB_Default | CAN_AB_Abee.AgDM.712850_CWEC2020.epw | NECB_Default | NECB_Default | NECB_Default | NECB_Default | NECB_Default | NECB_Default | NECB_Default | NECB_Default | LED | NECB_Default | NECB_Default | NECB_Default | NECB_Default | NECB_Default | NECB_Default | NECB_Default | NECB_Default | NECB_Default | ElectricityHPElecBackup | NECB_Default | NECB_Default | NECB_Default | NECB_Default | 1 | 1 | 1 | NECB_Default | NECB_Default | NECB_Default | NECB2017 | b272e8ec-6630-47df-8360-63ad374115fa | f2e12f84-ea0a-4715-acbe-730cac1de648 | Toronto_MidR_Elec_New | local_managed_aws_workers | sampling-lhs | TRUE | b272e8ec-6630-47df-8360-63ad374115fa | 834599497928 | :adv_dx_units: NECB_Default :airloop_economizer_type: NECB_Default :algorithm_type: sampling-lhs :analysis_id: f2e12f84-ea0a-4715-acbe-730cac1de648 :analysis_name: Toronto_MidR_Elec_New :baseline_system_zones_map_option: NECB_Default :boiler_eff: NECB 88% Efficient Condensing Boiler :building_type: MidriseApartment :chiller_type: NECB_Default :compute_environment: local_managed_aws_workers :datapoint_id: b272e8ec-6630-47df-8360-63ad374115fa :daylighting_type: NECB_Default :dcv_type: No_DCV :door_construction_cond: NECB_Default :ecm_system_name: HS13_ASHP_VRF :electrical_loads_scale: NECB_Default :epw_file: CAN_ON_Toronto.Pearson.Intl.AP.716240_CWEC2016.epw :erv_package: Plate-Existing :ext_floor_cond: NECB_Default :ext_roof_cond: '0.142' :ext_wall_cond: '0.278' :fdwr_set: '0.4' :fixed_wind_solar_trans: '0.3' :fixed_window_cond: '2.4' :furnace_eff: NECB_Default :glass_door_cond: NECB_Default :glass_door_solar_trans: NECB_Default :ground_floor_cond: NECB_Default :ground_roof_cond: NECB_Default :ground_wall_cond: NECB_Default :infiltration_scale: NECB_Default :job_id: b272e8ec-6630-47df-8360-63ad374115fa :lights_scale: NECB_Default :lights_type: LED :npv_discount_rate: NECB_Default :npv_end_year: NECB_Default :npv_start_year: NECB_Default :nv_delta_temp_in_out: NECB_Default :nv_opening_fraction: NECB_Default :nv_temp_out_min: NECB_Default :nv_type: NECB_Default :oa_scale: NECB_Default :occupancy_loads_scale: NECB_Default :output_meters: - frequency: hourly name: NaturalGas:Facility - frequency: hourly name: Electricity:Facility - frequency: hourly name: ElectricityNet:Facility - frequency: hourly name: FuelOil#2:Facility :output_variables: [] :overhead_door_cond: NECB_Default :primary_heating_fuel: Electricity :pv_ground_azimuth_angle: NECB_Default :pv_ground_module_description: NECB_Default :pv_ground_tilt_angle: NECB_Default :pv_ground_total_area_pv_panels_m2: NECB_Default :pv_ground_type: NECB_Default :rotation_degrees: '0.0' :run_annual_simulation: true :s3_bucket: '834599497928' :scale_x: 1.0 :scale_y: 1.0 :scale_z: 1.0 :scenario: lhs :shw_eff: Natural Gas Direct Vent with Electric Ignition :shw_scale: NECB_Default :skylight_cond: NECB_Default :skylight_solar_trans: NECB_Default :srr_set: '0.05' :template: NECB2017 | https://s3.console.aws.amazon.com/s3/buckets/834599497928?region=ca-central-1&prefix=nshirzad_frontend/Toronto_MidR_Elec_New/sampling-lhs/run/b272e8ec-6630-47df-8360-63ad374115fa/ | d093f6c6-9dbc-40ec-8829-db889c102409 | b272e8ec-6630-47df-8360-63ad374115fa | SUCCEEDED | 523.833 | 0.4928 | 0.00041722 | 0.00056234 | 41243594.5 | 0 | 0 | 0 | 0 | 81.0388 | 24.6132 | 3134.61 | 2325.6934 | 40 | MidriseApartment |  |  | 5 | MidriseApartment | 4 |  | 4 | NECB2017 | 0.24343 | 9553.8375 | 10.9371 | 271.8743 | 171.0465 | 46.3841 | 0 | 26.6071 | 0 | 557.6624 | 41.7503 | TORONTO | ONTARIO | 3.3377 | 0 | 0 | 3.3377 | 20.3273 | 0 | 0 | 20.3273 | 0 | 0.03773 | 0 | 0 | 0.40062 | 0.016809 | 0.0077904 | 0.05379 | 0.062764 | 0.038324 | 0 | 0.0014515 | 0.40062 | 0.18196 | 60.8956 | 0 | Electricity | 40 | 0.757 | [5 empty] | 0.142 | 0.278 | 2.4 | 1.9 | 5 | 46.1572 | Toronto Pearson Intl AP | CAN | 382 | 3615 | 43.677 | -79.631 | 5 | 3890 | ON | CAN_AB_Abee.AgDM.712850_CWEC2020.epw | 0.40062 | 903.0241 | 10.9371 | 46.1572 | 38.7372 | 19.9629 | TRUE | TRUE | TRUE | FALSE | 12.4492 | -21.7135 | -1 | 1.5605 | 0.01344 | 570.37 | 0 | 116.1128 | 7.9599 | 0.068553 | 2909.34 | 0.1 | 2025-01-22 17:09:18 -0500 | dc55d9ddb | 0.6.3 | 0.40062 | 43 | 43 | 0 | 0 | 0.07462 | 6.3175e-05 | 8.5149e-05 | 6245087.209 | 0.35407 | 0.00029977 | 0.00040403 | 29633002.75 | 0 | 0 | 0 | 0 | 106 | 0 | 0 | 0 |  | Electricity
0 | DifferentialEnthalpy | NECB_Default | Occupancy_based_DCV | NECB_Default | Rotary-All | 0.138 | 0.247 | 0.6 | 0.5 | 2.2 | NECB_Default | add_nv | NECB_Default | 90 | Natural Gas Direct Vent with Electric Ignition | NECB_Default | lhs | NECB_Default | NECB_Default | MidriseApartment | NECB_Default | NECB_Default | NECB_Default | NECB_Default | CAN_AB_Abee.AgDM.712850_CWEC2020.epw | NECB_Default | NECB_Default | NECB_Default | NECB_Default | NECB_Default | NECB_Default | NECB_Default | NECB_Default | LED | NECB_Default | NECB_Default | NECB_Default | NECB_Default | NECB_Default | NECB_Default | NECB_Default | NECB_Default | NECB_Default | Electricity | NECB_Default | NECB_Default | NECB_Default | NECB_Default | 1 | 1 | 1 | NECB_Default | NECB_Default | NECB_Default | NECB2017 | c6c65e3d-9d8f-4813-bb56-f71776194366 | f2e12f84-ea0a-4715-acbe-730cac1de648 | Toronto_MidR_Elec_New | local_managed_aws_workers | sampling-lhs | TRUE | c6c65e3d-9d8f-4813-bb56-f71776194366 | 834599497928 | :adv_dx_units: NECB_Default :airloop_economizer_type: DifferentialEnthalpy :algorithm_type: sampling-lhs :analysis_id: f2e12f84-ea0a-4715-acbe-730cac1de648 :analysis_name: Toronto_MidR_Elec_New :baseline_system_zones_map_option: NECB_Default :boiler_eff: NECB_Default :building_type: MidriseApartment :chiller_type: NECB_Default :compute_environment: local_managed_aws_workers :datapoint_id: c6c65e3d-9d8f-4813-bb56-f71776194366 :daylighting_type: NECB_Default :dcv_type: Occupancy_based_DCV :door_construction_cond: NECB_Default :ecm_system_name: NECB_Default :electrical_loads_scale: NECB_Default :epw_file: CAN_ON_Toronto.Pearson.Intl.AP.716240_CWEC2016.epw :erv_package: Rotary-All :ext_floor_cond: NECB_Default :ext_roof_cond: '0.138' :ext_wall_cond: '0.247' :fdwr_set: '0.6' :fixed_wind_solar_trans: '0.5' :fixed_window_cond: '2.2' :furnace_eff: NECB_Default :glass_door_cond: NECB_Default :glass_door_solar_trans: NECB_Default :ground_floor_cond: NECB_Default :ground_roof_cond: NECB_Default :ground_wall_cond: NECB_Default :infiltration_scale: NECB_Default :job_id: c6c65e3d-9d8f-4813-bb56-f71776194366 :lights_scale: NECB_Default :lights_type: LED :npv_discount_rate: NECB_Default :npv_end_year: NECB_Default :npv_start_year: NECB_Default :nv_delta_temp_in_out: NECB_Default :nv_opening_fraction: NECB_Default :nv_temp_out_min: NECB_Default :nv_type: add_nv :oa_scale: NECB_Default :occupancy_loads_scale: NECB_Default :output_meters: - frequency: hourly name: NaturalGas:Facility - frequency: hourly name: Electricity:Facility - frequency: hourly name: ElectricityNet:Facility - frequency: hourly name: FuelOil#2:Facility :output_variables: [] :overhead_door_cond: NECB_Default :primary_heating_fuel: Electricity :pv_ground_azimuth_angle: NECB_Default :pv_ground_module_description: NECB_Default :pv_ground_tilt_angle: NECB_Default :pv_ground_total_area_pv_panels_m2: NECB_Default :pv_ground_type: NECB_Default :rotation_degrees: '90.0' :run_annual_simulation: true :s3_bucket: '834599497928' :scale_x: 1.0 :scale_y: 1.0 :scale_z: 1.0 :scenario: lhs :shw_eff: Natural Gas Direct Vent with Electric Ignition :shw_scale: NECB_Default :skylight_cond: NECB_Default :skylight_solar_trans: NECB_Default :srr_set: NECB_Default :template: NECB2017 | https://s3.console.aws.amazon.com/s3/buckets/834599497928?region=ca-central-1&prefix=nshirzad_frontend/Toronto_MidR_Elec_New/sampling-lhs/run/c6c65e3d-9d8f-4813-bb56-f71776194366/ | b1cadf08-84c8-4a25-ad13-1e506734e9e2 | c6c65e3d-9d8f-4813-bb56-f71776194366 | SUCCEEDED | 711.8686 | 0.4215 | 0.00035686 | 0.00048098 | 35276280.5 | 0.061772 | 5.2298e-05 | 7.0488e-05 | 5169813.0625 | 138.0944 | 41.9031 | 3134.61 | 2325.6934 | 60 | MidriseApartment |  |  | 2 | MidriseApartment | 4 |  | 4 | NECB2017 | 0.24343 | 9553.8375 | 21.6748 | 301.2512 | 69.6788 | 46.3841 | 0 | 26.6071 | 0 | 522.9151 | 78.9939 | TORONTO | ONTARIO | 4.9906 | 0 | 0 | 4.9906 | 30.394 | 0 | 0 | 30.394 | 0 | 0.088875 | 0 | 0 | 0.59902 | 0.074 | 0.00078798 | 0.15085 | 0.062764 | 0.038324 | 0 | 0.0014515 | 0.59902 | 0.18196 | 81.5479 | 0 | Electricity | 60 | 0.757 | [5 empty] | 0.138 | 0.247 | 2.2 | 1.9 | 2 | 61.9167 | Toronto Pearson Intl AP | CAN | 382 | 3615 | 43.677 | -79.631 | 5 | 3890 | ON | CAN_AB_Abee.AgDM.712850_CWEC2020.epw | 0.59902 | 1039.3104 | 21.6748 | 61.9167 | 38.7372 | 19.9629 | TRUE | FALSE | FALSE | FALSE | 12.4492 | -21.7135 | -1 | 1.5605 | 0.01344 | 570.38 | 0 | 116.1128 | 7.9599 | 0.068553 | 2909.34 | 0.1 | 2025-01-22 16:59:35 -0500 | dc55d9ddb | 0.6.3 | 0.59902 | 118 | 118 | 62.5 | 62.5 | 0.07462 | 6.3175e-05 | 8.5149e-05 | 6245087.209 | 0.30287 | 0.00025642 | 0.00034561 | 25347939.75 | 0.061772 | 5.2298e-05 | 7.0488e-05 | 5169812.9531 | 585 | 0 | 0 | 0 |  | Electricity
0 | DifferentialDryBulb | Viessmann Vitocrossal 300 CT3-17 96.2% Efficient Condensing Gas Boiler | CO2_based_DCV | HS08_CCASHP_VRF | Plate-All | 0.138 | 0.21 | 0.3 | 0.4 | 1.6 | NECB_Default | add_nv | NECB_Default | 359 | NECB_Default | 0.05 | lhs | NECB_Default | NECB_Default | MidriseApartment | NECB_Default | NECB_Default | NECB_Default | NECB_Default | CAN_AB_Abee.AgDM.712850_CWEC2020.epw | NECB_Default | NECB_Default | NECB_Default | NECB_Default | NECB_Default | NECB_Default | NECB_Default | NECB_Default | LED | NECB_Default | NECB_Default | NECB_Default | NECB_Default | NECB_Default | NECB_Default | NECB_Default | NECB_Default | NECB_Default | ElectricityHPElecBackup | NECB_Default | NECB_Default | NECB_Default | NECB_Default | 1 | 1 | 1 | NECB_Default | NECB_Default | NECB_Default | NECB2017 | 93315bcf-d50e-4e7b-9cd7-98cadf539e1f | f2e12f84-ea0a-4715-acbe-730cac1de648 | Toronto_MidR_Elec_New | local_managed_aws_workers | sampling-lhs | TRUE | 93315bcf-d50e-4e7b-9cd7-98cadf539e1f | 834599497928 | :adv_dx_units: NECB_Default :airloop_economizer_type: DifferentialDryBulb :algorithm_type: sampling-lhs :analysis_id: f2e12f84-ea0a-4715-acbe-730cac1de648 :analysis_name: Toronto_MidR_Elec_New :baseline_system_zones_map_option: NECB_Default :boiler_eff: Viessmann Vitocrossal 300 CT3-17 96.2% Efficient Condensing Gas Boiler :building_type: MidriseApartment :chiller_type: NECB_Default :compute_environment: local_managed_aws_workers :datapoint_id: 93315bcf-d50e-4e7b-9cd7-98cadf539e1f :daylighting_type: NECB_Default :dcv_type: CO2_based_DCV :door_construction_cond: NECB_Default :ecm_system_name: HS08_CCASHP_VRF :electrical_loads_scale: NECB_Default :epw_file: CAN_ON_Toronto.Pearson.Intl.AP.716240_CWEC2016.epw :erv_package: Plate-All :ext_floor_cond: NECB_Default :ext_roof_cond: '0.138' :ext_wall_cond: '0.21' :fdwr_set: '0.3' :fixed_wind_solar_trans: '0.4' :fixed_window_cond: '1.6' :furnace_eff: NECB_Default :glass_door_cond: NECB_Default :glass_door_solar_trans: NECB_Default :ground_floor_cond: NECB_Default :ground_roof_cond: NECB_Default :ground_wall_cond: NECB_Default :infiltration_scale: NECB_Default :job_id: 93315bcf-d50e-4e7b-9cd7-98cadf539e1f :lights_scale: NECB_Default :lights_type: LED :npv_discount_rate: NECB_Default :npv_end_year: NECB_Default :npv_start_year: NECB_Default :nv_delta_temp_in_out: NECB_Default :nv_opening_fraction: NECB_Default :nv_temp_out_min: NECB_Default :nv_type: add_nv :oa_scale: NECB_Default :occupancy_loads_scale: NECB_Default :output_meters: - frequency: hourly name: NaturalGas:Facility - frequency: hourly name: Electricity:Facility - frequency: hourly name: ElectricityNet:Facility - frequency: hourly name: FuelOil#2:Facility :output_variables: [] :overhead_door_cond: NECB_Default :primary_heating_fuel: Electricity :pv_ground_azimuth_angle: NECB_Default :pv_ground_module_description: NECB_Default :pv_ground_tilt_angle: NECB_Default :pv_ground_total_area_pv_panels_m2: NECB_Default :pv_ground_type: NECB_Default :rotation_degrees: '359.0' :run_annual_simulation: true :s3_bucket: '834599497928' :scale_x: 1.0 :scale_y: 1.0 :scale_z: 1.0 :scenario: lhs :shw_eff: NECB_Default :shw_scale: NECB_Default :skylight_cond: NECB_Default :skylight_solar_trans: NECB_Default :srr_set: '0.05' :template: NECB2017 | https://s3.console.aws.amazon.com/s3/buckets/834599497928?region=ca-central-1&prefix=nshirzad_frontend/Toronto_MidR_Elec_New/sampling-lhs/run/93315bcf-d50e-4e7b-9cd7-98cadf539e1f/ | bb9cc4b4-0d12-4147-83a8-6e7843cabc4a | 93315bcf-d50e-4e7b-9cd7-98cadf539e1f | SUCCEEDED | 587.367 | 0.14178 | 0.00012003 | 0.00016178 | 11865546.375 | 0.049598 | 4.1991e-05 | 5.6596e-05 | 4150936.8594 | 74.3748 | 14.6855 | 3134.61 | 2325.6934 | 30 | MidriseApartment |  |  | 5 | MidriseApartment | 4 |  | 4 | NECB2017 | 0.24343 | 9553.8375 | 9.9839 | 331.3123 | 165.3459 | 46.3841 | 0 | 26.6071 | 0 | 659.3066 | 89.6568 | TORONTO | ONTARIO | 3.0736 | 0 | 0 | 3.0736 | 18.719 | 0 | 0 | 18.719 | 0 | 0.04293 | 0 | 0 | 0.36892 | 0.012419 | 8.2945e-05 | 0.028989 | 0.062764 | 0.038324 | 0 | 0.0014515 | 0.36892 | 0.18196 | 56.2063 | 0 | Electricity | 30 | 0.757 | [5 empty] | 0.138 | 0.21 | 1.6 | 1.9 | 5 | 41.7383 | Toronto Pearson Intl AP | CAN | 382 | 3615 | 43.677 | -79.631 | 5 | 3890 | ON | CAN_AB_Abee.AgDM.712850_CWEC2020.epw | 0.36892 | 977.3426 | 9.9839 | 41.7383 | 38.7372 | 19.9629 | TRUE | TRUE | TRUE | FALSE | 12.4492 | -21.7135 | -1 | 1.5605 | 0.01344 | 570.37 | 0 | 116.1128 | 7.9599 | 0.068553 | 2909.34 | 0.1 | 2025-01-22 17:10:05 -0500 | dc55d9ddb | 0.6.3 | 0.36892 | 270.25 | 270.25 | 0 | 0 | 0.07462 | 6.3175e-05 | 8.5149e-05 | 6245087.209 | 0.10187 | 8.6243e-05 | 0.00011624 | 8525405.2812 | 0.049598 | 4.1991e-05 | 5.6596e-05 | 4150936.7969 | 513 | 0 | 0 | 0 |  | Electricity
0 | DifferentialEnthalpy | NECB_Default | No_DCV | HS12_ASHP_Baseboard | Plate-All | 0.138 | 0.21 | 0.1 | 0.2 | 2.2 | NECB 85% Efficient Condensing Gas Furnace | NECB_Default | NECB_Default | 90 | Natural Gas Direct Vent with Electric Ignition | 0.1 | lhs | NECB_Default | NECB_Default | MidriseApartment | NECB_Default | NECB_Default | NECB_Default | NECB_Default | CAN_AB_Abee.AgDM.712850_CWEC2020.epw | NECB_Default | NECB_Default | NECB_Default | NECB_Default | NECB_Default | NECB_Default | NECB_Default | NECB_Default | LED | NECB_Default | NECB_Default | NECB_Default | NECB_Default | NECB_Default | NECB_Default | NECB_Default | NECB_Default | NECB_Default | ElectricityHPElecBackup | NECB_Default | NECB_Default | NECB_Default | NECB_Default | 1 | 1 | 1 | NECB_Default | NECB_Default | NECB_Default | NECB2017 | 3ac02a25-2fe7-4edd-8cac-01601fcd0be4 | f2e12f84-ea0a-4715-acbe-730cac1de648 | Toronto_MidR_Elec_New | local_managed_aws_workers | sampling-lhs | TRUE | 3ac02a25-2fe7-4edd-8cac-01601fcd0be4 | 834599497928 | :adv_dx_units: NECB_Default :airloop_economizer_type: DifferentialEnthalpy :algorithm_type: sampling-lhs :analysis_id: f2e12f84-ea0a-4715-acbe-730cac1de648 :analysis_name: Toronto_MidR_Elec_New :baseline_system_zones_map_option: NECB_Default :boiler_eff: NECB_Default :building_type: MidriseApartment :chiller_type: NECB_Default :compute_environment: local_managed_aws_workers :datapoint_id: 3ac02a25-2fe7-4edd-8cac-01601fcd0be4 :daylighting_type: NECB_Default :dcv_type: No_DCV :door_construction_cond: NECB_Default :ecm_system_name: HS12_ASHP_Baseboard :electrical_loads_scale: NECB_Default :epw_file: CAN_ON_Toronto.Pearson.Intl.AP.716240_CWEC2016.epw :erv_package: Plate-All :ext_floor_cond: NECB_Default :ext_roof_cond: '0.138' :ext_wall_cond: '0.21' :fdwr_set: '0.1' :fixed_wind_solar_trans: '0.2' :fixed_window_cond: '2.2' :furnace_eff: NECB 85% Efficient Condensing Gas Furnace :glass_door_cond: NECB_Default :glass_door_solar_trans: NECB_Default :ground_floor_cond: NECB_Default :ground_roof_cond: NECB_Default :ground_wall_cond: NECB_Default :infiltration_scale: NECB_Default :job_id: 3ac02a25-2fe7-4edd-8cac-01601fcd0be4 :lights_scale: NECB_Default :lights_type: LED :npv_discount_rate: NECB_Default :npv_end_year: NECB_Default :npv_start_year: NECB_Default :nv_delta_temp_in_out: NECB_Default :nv_opening_fraction: NECB_Default :nv_temp_out_min: NECB_Default :nv_type: NECB_Default :oa_scale: NECB_Default :occupancy_loads_scale: NECB_Default :output_meters: - frequency: hourly name: NaturalGas:Facility - frequency: hourly name: Electricity:Facility - frequency: hourly name: ElectricityNet:Facility - frequency: hourly name: FuelOil#2:Facility :output_variables: [] :overhead_door_cond: NECB_Default :primary_heating_fuel: Electricity :pv_ground_azimuth_angle: NECB_Default :pv_ground_module_description: NECB_Default :pv_ground_tilt_angle: NECB_Default :pv_ground_total_area_pv_panels_m2: NECB_Default :pv_ground_type: NECB_Default :rotation_degrees: '90.0' :run_annual_simulation: true :s3_bucket: '834599497928' :scale_x: 1.0 :scale_y: 1.0 :scale_z: 1.0 :scenario: lhs :shw_eff: Natural Gas Direct Vent with Electric Ignition :shw_scale: NECB_Default :skylight_cond: NECB_Default :skylight_solar_trans: NECB_Default :srr_set: '0.1' :template: NECB2017 | https://s3.console.aws.amazon.com/s3/buckets/834599497928?region=ca-central-1&prefix=nshirzad_frontend/Toronto_MidR_Elec_New/sampling-lhs/run/3ac02a25-2fe7-4edd-8cac-01601fcd0be4/ | 9698c7ad-9712-4cec-af95-e1f8ff491464 | 3ac02a25-2fe7-4edd-8cac-01601fcd0be4 | SUCCEEDED | 502.5638 | 0.55713 | 0.00047168 | 0.00063574 | 46626831 | 0 | 0 | 0 | 0 | 99.0004 | 36.79 | 3134.61 | 2325.6934 | 10 | MidriseApartment |  |  | 10 | MidriseApartment | 4 |  | 4 | NECB2017 | 0.24343 | 9553.8375 | 9.856 | 274.0354 | 39.8633 | 46.3841 | 0 | 26.6071 | 0 | 437.286 | 50.3961 | TORONTO | ONTARIO | 3.8217 | 0 | 0 | 3.8217 | 23.275 | 0 | 0 | 23.275 | 0 | 0.040139 | 0 | 0 | 0.45871 | 0.04101 | 0.0012218 | 0.091842 | 0.062764 | 0.038324 | 0 | 0.0014515 | 0.45871 | 0.18196 | 62.9202 | 0 | Electricity | 10 | 0.757 | [5 empty] | 0.138 | 0.21 | 2.2 | 1.9 | 10 | 42.7737 | Toronto Pearson Intl AP | CAN | 382 | 3615 | 43.677 | -79.631 | 5 | 3890 | ON | CAN_AB_Abee.AgDM.712850_CWEC2020.epw | 0.45871 | 832.7276 | 9.856 | 42.7737 | 38.7372 | 19.9629 | TRUE | TRUE | FALSE | FALSE | 12.4492 | -21.7135 | -1 | 1.5605 | 0.01344 | 570.37 | 0 | 116.1128 | 7.9599 | 0.068553 | 2909.34 | 0.1 | 2025-01-22 17:09:12 -0500 | dc55d9ddb | 0.6.3 | 0.45871 | 1321.75 | 1321.75 | 0.25 | 0.25 | 0.07462 | 6.3175e-05 | 8.5149e-05 | 6245087.209 | 0.40029 | 0.00033889 | 0.00045677 | 33500792.5 | 0 | 0 | 0 | 0 | 176 | 0 | 0 | 0 |  | Electricity
0 | DifferentialEnthalpy | Viessmann Vitocrossal 300 CT3-17 96.2% Efficient Condensing Gas Boiler | No_DCV | HS12_ASHP_Baseboard | Plate-All | 0.227 | 0.21 | 0.2 | 0.5 | 2.4 | NECB_Default | add_nv | NECB_Default | 270 | NECB_Default | 0.08 | lhs | NECB_Default | NECB_Default | MidriseApartment | NECB_Default | NECB_Default | NECB_Default | NECB_Default | CAN_AB_Abee.AgDM.712850_CWEC2020.epw | NECB_Default | NECB_Default | NECB_Default | NECB_Default | NECB_Default | NECB_Default | NECB_Default | NECB_Default | LED | NECB_Default | NECB_Default | NECB_Default | NECB_Default | NECB_Default | NECB_Default | NECB_Default | NECB_Default | NECB_Default | ElectricityHPElecBackup | NECB_Default | NECB_Default | NECB_Default | NECB_Default | 1 | 1 | 1 | NECB_Default | NECB_Default | NECB_Default | NECB2017 | e988716b-b320-4386-922a-5998a90293be | f2e12f84-ea0a-4715-acbe-730cac1de648 | Toronto_MidR_Elec_New | local_managed_aws_workers | sampling-lhs | TRUE | e988716b-b320-4386-922a-5998a90293be | 834599497928 | :adv_dx_units: NECB_Default :airloop_economizer_type: DifferentialEnthalpy :algorithm_type: sampling-lhs :analysis_id: f2e12f84-ea0a-4715-acbe-730cac1de648 :analysis_name: Toronto_MidR_Elec_New :baseline_system_zones_map_option: NECB_Default :boiler_eff: Viessmann Vitocrossal 300 CT3-17 96.2% Efficient Condensing Gas Boiler :building_type: MidriseApartment :chiller_type: NECB_Default :compute_environment: local_managed_aws_workers :datapoint_id: e988716b-b320-4386-922a-5998a90293be :daylighting_type: NECB_Default :dcv_type: No_DCV :door_construction_cond: NECB_Default :ecm_system_name: HS12_ASHP_Baseboard :electrical_loads_scale: NECB_Default :epw_file: CAN_ON_Toronto.Pearson.Intl.AP.716240_CWEC2016.epw :erv_package: Plate-All :ext_floor_cond: NECB_Default :ext_roof_cond: '0.227' :ext_wall_cond: '0.21' :fdwr_set: '0.2' :fixed_wind_solar_trans: '0.5' :fixed_window_cond: '2.4' :furnace_eff: NECB_Default :glass_door_cond: NECB_Default :glass_door_solar_trans: NECB_Default :ground_floor_cond: NECB_Default :ground_roof_cond: NECB_Default :ground_wall_cond: NECB_Default :infiltration_scale: NECB_Default :job_id: e988716b-b320-4386-922a-5998a90293be :lights_scale: NECB_Default :lights_type: LED :npv_discount_rate: NECB_Default :npv_end_year: NECB_Default :npv_start_year: NECB_Default :nv_delta_temp_in_out: NECB_Default :nv_opening_fraction: NECB_Default :nv_temp_out_min: NECB_Default :nv_type: add_nv :oa_scale: NECB_Default :occupancy_loads_scale: NECB_Default :output_meters: - frequency: hourly name: NaturalGas:Facility - frequency: hourly name: Electricity:Facility - frequency: hourly name: ElectricityNet:Facility - frequency: hourly name: FuelOil#2:Facility :output_variables: [] :overhead_door_cond: NECB_Default :primary_heating_fuel: Electricity :pv_ground_azimuth_angle: NECB_Default :pv_ground_module_description: NECB_Default :pv_ground_tilt_angle: NECB_Default :pv_ground_total_area_pv_panels_m2: NECB_Default :pv_ground_type: add_pv_ground :rotation_degrees: '270.0' :run_annual_simulation: true :s3_bucket: '834599497928' :scale_x: 1.0 :scale_y: 1.0 :scale_z: 1.0 :scenario: lhs :shw_eff: NECB_Default :shw_scale: NECB_Default :skylight_cond: NECB_Default :skylight_solar_trans: NECB_Default :srr_set: '0.08' :template: NECB2017 | https://s3.console.aws.amazon.com/s3/buckets/834599497928?region=ca-central-1&prefix=nshirzad_frontend/Toronto_MidR_Elec_New/sampling-lhs/run/e988716b-b320-4386-922a-5998a90293be/ | b4326c29-2c11-4c62-9f9f-806f7cbbc60c | e988716b-b320-4386-922a-5998a90293be | SUCCEEDED | 828.5949 | 0.44577 | 0.0003774 | 0.00050867 | 37307614.5 | 0.040549 | 3.433e-05 | 4.6271e-05 | 3393647.0781 | 106.2546 | 37.8037 | 3134.61 | 2325.6934 | 20 | MidriseApartment |  |  | 8 | MidriseApartment | 4 |  | 4 | NECB2017 | 0.24343 | 9553.8375 | 13.2189 | 261.4386 | 47.9119 | 46.3841 | 0 | 26.6071 | 0 | 766.5633 | 75.4075 | TORONTO | ONTARIO | 4.0375 | 0 | 0 | 4.0375 | 24.5897 | 0 | 0 | 24.5897 | 0 | 0.055876 | 0 | 0 | 0.48462 | 0.045999 | 0.0010209 | 0.097227 | 0.062764 | 0.038324 | 0 | 0.0014515 | 0.48462 | 0.18196 | 70.4883 | 0 | Electricity | 20 | 0.757 | [5 empty] | 0.227 | 0.21 | 2.4 | 1.9 | 8 | 50.9411 | Toronto Pearson Intl AP | CAN | 382 | 3615 | 43.677 | -79.631 | 5 | 3890 | ON | CAN_AB_Abee.AgDM.712850_CWEC2020.epw | 0.28499 | 1012.2456 | 13.2189 | 50.9411 | 38.7373 | 19.9629 | TRUE | FALSE | FALSE | FALSE | 12.4492 | -21.7135 | -1 | 1.5605 | 0.01344 | 570.38 | 0 | 116.1128 | 7.9599 | 0.068553 | 2909.34 | 0.1 | 2025-01-22 16:59:21 -0500 | dc55d9ddb | 0.6.3 | 0.48462 | 1043.5 | 1043.5 | 0 | 0 | 0.07462 | 6.3175e-05 | 8.5149e-05 | 6245087.209 | 0.32028 | 0.00027116 | 0.00036548 | 26805109.625 | 0.040549 | 3.433e-05 | 4.6271e-05 | 3393647.0391 | 558 | 0 | 0 | 0 |  | Electricity
0 | DifferentialDryBulb | NECB_Default | No_DCV | HS12_ASHP_Baseboard | Plate-Existing | 0.142 | 0.247 | 0.3 | 0.3 | 2.4 | NECB_Default | NECB_Default | NECB_Default | 270 | Natural Gas Power Vent with Electric Ignition | 0.1 | lhs | NECB_Default | NECB_Default | MidriseApartment | NECB_Default | NECB_Default | NECB_Default | NECB_Default | CAN_AB_Abee.AgDM.712850_CWEC2020.epw | NECB_Default | NECB_Default | NECB_Default | NECB_Default | NECB_Default | NECB_Default | NECB_Default | NECB_Default | LED | NECB_Default | NECB_Default | NECB_Default | NECB_Default | NECB_Default | NECB_Default | NECB_Default | NECB_Default | NECB_Default | ElectricityHPElecBackup | NECB_Default | NECB_Default | NECB_Default | NECB_Default | 1 | 1 | 1 | NECB_Default | NECB_Default | NECB_Default | NECB2017 | 263c3706-ac90-4ee5-bf91-8858df6e114a | f2e12f84-ea0a-4715-acbe-730cac1de648 | Toronto_MidR_Elec_New | local_managed_aws_workers | sampling-lhs | TRUE | 263c3706-ac90-4ee5-bf91-8858df6e114a | 834599497928 | :adv_dx_units: NECB_Default :airloop_economizer_type: DifferentialDryBulb :algorithm_type: sampling-lhs :analysis_id: f2e12f84-ea0a-4715-acbe-730cac1de648 :analysis_name: Toronto_MidR_Elec_New :baseline_system_zones_map_option: NECB_Default :boiler_eff: NECB_Default :building_type: MidriseApartment :chiller_type: NECB_Default :compute_environment: local_managed_aws_workers :datapoint_id: 263c3706-ac90-4ee5-bf91-8858df6e114a :daylighting_type: NECB_Default :dcv_type: No_DCV :door_construction_cond: NECB_Default :ecm_system_name: HS12_ASHP_Baseboard :electrical_loads_scale: NECB_Default :epw_file: CAN_ON_Toronto.Pearson.Intl.AP.716240_CWEC2016.epw :erv_package: Plate-Existing :ext_floor_cond: NECB_Default :ext_roof_cond: '0.142' :ext_wall_cond: '0.247' :fdwr_set: '0.3' :fixed_wind_solar_trans: '0.3' :fixed_window_cond: '2.4' :furnace_eff: NECB_Default :glass_door_cond: NECB_Default :glass_door_solar_trans: NECB_Default :ground_floor_cond: NECB_Default :ground_roof_cond: NECB_Default :ground_wall_cond: NECB_Default :infiltration_scale: NECB_Default :job_id: 263c3706-ac90-4ee5-bf91-8858df6e114a :lights_scale: NECB_Default :lights_type: LED :npv_discount_rate: NECB_Default :npv_end_year: NECB_Default :npv_start_year: NECB_Default :nv_delta_temp_in_out: NECB_Default :nv_opening_fraction: NECB_Default :nv_temp_out_min: NECB_Default :nv_type: NECB_Default :oa_scale: NECB_Default :occupancy_loads_scale: NECB_Default :output_meters: - frequency: hourly name: NaturalGas:Facility - frequency: hourly name: Electricity:Facility - frequency: hourly name: ElectricityNet:Facility - frequency: hourly name: FuelOil#2:Facility :output_variables: [] :overhead_door_cond: NECB_Default :primary_heating_fuel: Electricity :pv_ground_azimuth_angle: NECB_Default :pv_ground_module_description: NECB_Default :pv_ground_tilt_angle: NECB_Default :pv_ground_total_area_pv_panels_m2: NECB_Default :pv_ground_type: add_pv_ground :rotation_degrees: '270.0' :run_annual_simulation: true :s3_bucket: '834599497928' :scale_x: 1.0 :scale_y: 1.0 :scale_z: 1.0 :scenario: lhs :shw_eff: Natural Gas Power Vent with Electric Ignition :shw_scale: NECB_Default :skylight_cond: NECB_Default :skylight_solar_trans: NECB_Default :srr_set: '0.1' :template: NECB2017 | https://s3.console.aws.amazon.com/s3/buckets/834599497928?region=ca-central-1&prefix=nshirzad_frontend/Toronto_MidR_Elec_New/sampling-lhs/run/263c3706-ac90-4ee5-bf91-8858df6e114a/ | ac247cb2-23c4-442a-9356-b9bd35421773 | 263c3706-ac90-4ee5-bf91-8858df6e114a | SUCCEEDED | 806.5745 | 0.59799 | 0.00050627 | 0.00068237 | 50046783 | 0 | 0 | 0 | 0 | 111.0806 | 42.1211 | 3134.61 | 2325.6934 | 30 | MidriseApartment |  |  | 10 | MidriseApartment | 4 |  | 4 | NECB2017 | 0.24343 | 9553.8375 | 13.4988 | 274.4565 | 48.5024 | 46.3841 | 0 | 26.6071 | 0 | 756.0395 | 51.275 | TORONTO | ONTARIO | 4.1821 | 0 | 0 | 4.1821 | 25.4701 | 0 | 0 | 25.4701 | 0 | 0.050584 | 0 | 0 | 0.50198 | 0.055331 | 0.00099853 | 0.11057 | 0.062764 | 0.038324 | 0 | 0.0014515 | 0.50198 | 0.18196 | 75.2789 | 0 | Electricity | 30 | 0.757 | [5 empty] | 0.142 | 0.247 | 2.4 | 1.9 | 10 | 56.3708 | Toronto Pearson Intl AP | CAN | 382 | 3615 | 43.677 | -79.631 | 5 | 3890 | ON | CAN_AB_Abee.AgDM.712850_CWEC2020.epw | 0.30234 | 1016.6787 | 13.4988 | 56.3708 | 38.7373 | 19.9629 | TRUE | FALSE | FALSE | FALSE | 12.4492 | -21.7135 | -1 | 1.5605 | 0.01344 | 570.37 | 0 | 116.1128 | 7.9599 | 0.068553 | 2909.34 | 0.1 | 2025-01-22 16:58:22 -0500 | dc55d9ddb | 0.6.3 | 0.50198 | 1067 | 1067 | 0 | 0 | 0.07462 | 6.3175e-05 | 8.5149e-05 | 6245087.209 | 0.42965 | 0.00036375 | 0.00049027 | 35958015 | 0 | 0 | 0 | 0 | 173 | 0 | 0 | 0 |  | Electricity
0 | DifferentialEnthalpy | NECB 88% Efficient Condensing Boiler | Occupancy_based_DCV | HS08_CCASHP_VRF | Rotary-All | 0.227 | 0.21 | 0.3 | 0.5 | 2.2 | NECB_Default | add_nv | NECB_Default | 270 | Natural Gas Power Vent with Electric Ignition | 0.08 | lhs | NECB_Default | NECB_Default | MidriseApartment | NECB_Default | NECB_Default | NECB_Default | NECB_Default | CAN_AB_Abee.AgDM.712850_CWEC2020.epw | NECB_Default | NECB_Default | NECB_Default | NECB_Default | NECB_Default | NECB_Default | NECB_Default | NECB_Default | LED | NECB_Default | NECB_Default | NECB_Default | NECB_Default | NECB_Default | NECB_Default | NECB_Default | NECB_Default | NECB_Default | ElectricityHPElecBackup | NECB_Default | NECB_Default | NECB_Default | NECB_Default | 1 | 1 | 1 | NECB_Default | NECB_Default | NECB_Default | NECB2017 | f5867fab-ad78-495d-8ebd-b61bdda37a66 | f2e12f84-ea0a-4715-acbe-730cac1de648 | Toronto_MidR_Elec_New | local_managed_aws_workers | sampling-lhs | TRUE | f5867fab-ad78-495d-8ebd-b61bdda37a66 | 834599497928 | :adv_dx_units: NECB_Default :airloop_economizer_type: DifferentialEnthalpy :algorithm_type: sampling-lhs :analysis_id: f2e12f84-ea0a-4715-acbe-730cac1de648 :analysis_name: Toronto_MidR_Elec_New :baseline_system_zones_map_option: NECB_Default :boiler_eff: NECB 88% Efficient Condensing Boiler :building_type: MidriseApartment :chiller_type: NECB_Default :compute_environment: local_managed_aws_workers :datapoint_id: f5867fab-ad78-495d-8ebd-b61bdda37a66 :daylighting_type: NECB_Default :dcv_type: Occupancy_based_DCV :door_construction_cond: NECB_Default :ecm_system_name: HS08_CCASHP_VRF :electrical_loads_scale: NECB_Default :epw_file: CAN_ON_Toronto.Pearson.Intl.AP.716240_CWEC2016.epw :erv_package: Rotary-All :ext_floor_cond: NECB_Default :ext_roof_cond: '0.227' :ext_wall_cond: '0.21' :fdwr_set: '0.3' :fixed_wind_solar_trans: '0.5' :fixed_window_cond: '2.2' :furnace_eff: NECB_Default :glass_door_cond: NECB_Default :glass_door_solar_trans: NECB_Default :ground_floor_cond: NECB_Default :ground_roof_cond: NECB_Default :ground_wall_cond: NECB_Default :infiltration_scale: NECB_Default :job_id: f5867fab-ad78-495d-8ebd-b61bdda37a66 :lights_scale: NECB_Default :lights_type: LED :npv_discount_rate: NECB_Default :npv_end_year: NECB_Default :npv_start_year: NECB_Default :nv_delta_temp_in_out: NECB_Default :nv_opening_fraction: NECB_Default :nv_temp_out_min: NECB_Default :nv_type: add_nv :oa_scale: NECB_Default :occupancy_loads_scale: NECB_Default :output_meters: - frequency: hourly name: NaturalGas:Facility - frequency: hourly name: Electricity:Facility - frequency: hourly name: ElectricityNet:Facility - frequency: hourly name: FuelOil#2:Facility :output_variables: [] :overhead_door_cond: NECB_Default :primary_heating_fuel: Electricity :pv_ground_azimuth_angle: NECB_Default :pv_ground_module_description: NECB_Default :pv_ground_tilt_angle: NECB_Default :pv_ground_total_area_pv_panels_m2: NECB_Default :pv_ground_type: add_pv_ground :rotation_degrees: '270.0' :run_annual_simulation: true :s3_bucket: '834599497928' :scale_x: 1.0 :scale_y: 1.0 :scale_z: 1.0 :scenario: lhs :shw_eff: Natural Gas Power Vent with Electric Ignition :shw_scale: NECB_Default :skylight_cond: NECB_Default :skylight_solar_trans: NECB_Default :srr_set: '0.08' :template: NECB2017 | https://s3.console.aws.amazon.com/s3/buckets/834599497928?region=ca-central-1&prefix=nshirzad_frontend/Toronto_MidR_Elec_New/sampling-lhs/run/f5867fab-ad78-495d-8ebd-b61bdda37a66/ | d10938c4-e6cd-416e-9fcb-2149c41295a1 | f5867fab-ad78-495d-8ebd-b61bdda37a66 | SUCCEEDED | 756.3091 | 0.36436 | 0.00030848 | 0.00041577 | 30494092 | 0.046373 | 3.9261e-05 | 5.2916e-05 | 3881039.5156 | 92.3516 | 45.9121 | 3134.61 | 2325.6934 | 30 | MidriseApartment |  |  | 8 | MidriseApartment | 4 |  | 4 | NECB2017 | 0.24343 | 9553.8375 | 12.947 | 275.6391 | 202.8747 | 46.3841 | 0 | 26.6071 | 0 | 943.3812 | 83.062 | TORONTO | ONTARIO | 3.6138 | 0 | 0 | 3.6138 | 22.009 | 0 | 0 | 22.009 | 0 | 0.053525 | 0 | 0 | 0.43376 | 0.013632 | 0.00021055 | 0.081895 | 0.062764 | 0.038324 | 0 | 0.0014515 | 0.43376 | 0.18196 | 59.406 | 0 | Electricity | 30 | 0.757 | [5 empty] | 0.227 | 0.21 | 2.2 | 1.9 | 8 | 44.8167 | Toronto Pearson Intl AP | CAN | 382 | 3615 | 43.677 | -79.631 | 5 | 3890 | ON | CAN_AB_Abee.AgDM.712850_CWEC2020.epw | 0.23412 | 1145.2097 | 12.947 | 44.8167 | 38.7373 | 19.9629 | TRUE | FALSE | FALSE | FALSE | 12.4492 | -21.7135 | -1 | 1.5605 | 0.01344 | 570.38 | 0 | 116.1128 | 7.9599 | 0.068553 | 2909.34 | 0.1 | 2025-01-22 17:02:10 -0500 | dc55d9ddb | 0.6.3 | 0.43376 | 72.5 | 72.5 | 0 | 0 | 0.07462 | 6.3175e-05 | 8.5149e-05 | 6245087.209 | 0.26179 | 0.00022164 | 0.00029873 | 21909660.5 | 0.046373 | 3.9261e-05 | 5.2916e-05 | 3881039.5508 | 511 | 0 | 0 | 0 |  | Electricity
0 | NECB_Default | NECB_Default | CO2_based_DCV | HS08_CCASHP_VRF | Plate-Existing | 0.162 | 0.21 | 0.3 | 0.4 | 2.2 | NECB 85% Efficient Condensing Gas Furnace | NECB_Default | NECB_Default | 180 | Natural Gas Direct Vent with Electric Ignition | NECB_Default | lhs | NECB_Default | NECB_Default | MidriseApartment | NECB_Default | NECB_Default | NECB_Default | NECB_Default | CAN_AB_Abee.AgDM.712850_CWEC2020.epw | NECB_Default | NECB_Default | NECB_Default | NECB_Default | NECB_Default | NECB_Default | NECB_Default | NECB_Default | LED | NECB_Default | NECB_Default | NECB_Default | NECB_Default | NECB_Default | NECB_Default | NECB_Default | NECB_Default | NECB_Default | ElectricityHPElecBackup | NECB_Default | NECB_Default | NECB_Default | NECB_Default | 1 | 1 | 1 | NECB_Default | NECB_Default | NECB_Default | NECB2017 | f659bee0-24e5-4441-879e-b512420c4b73 | f2e12f84-ea0a-4715-acbe-730cac1de648 | Toronto_MidR_Elec_New | local_managed_aws_workers | sampling-lhs | TRUE | f659bee0-24e5-4441-879e-b512420c4b73 | 834599497928 | :adv_dx_units: NECB_Default :airloop_economizer_type: NECB_Default :algorithm_type: sampling-lhs :analysis_id: f2e12f84-ea0a-4715-acbe-730cac1de648 :analysis_name: Toronto_MidR_Elec_New :baseline_system_zones_map_option: NECB_Default :boiler_eff: NECB_Default :building_type: MidriseApartment :chiller_type: NECB_Default :compute_environment: local_managed_aws_workers :datapoint_id: f659bee0-24e5-4441-879e-b512420c4b73 :daylighting_type: NECB_Default :dcv_type: CO2_based_DCV :door_construction_cond: NECB_Default :ecm_system_name: HS08_CCASHP_VRF :electrical_loads_scale: NECB_Default :epw_file: CAN_ON_Toronto.Pearson.Intl.AP.716240_CWEC2016.epw :erv_package: Plate-Existing :ext_floor_cond: NECB_Default :ext_roof_cond: '0.162' :ext_wall_cond: '0.21' :fdwr_set: '0.3' :fixed_wind_solar_trans: '0.4' :fixed_window_cond: '2.2' :furnace_eff: NECB 85% Efficient Condensing Gas Furnace :glass_door_cond: NECB_Default :glass_door_solar_trans: NECB_Default :ground_floor_cond: NECB_Default :ground_roof_cond: NECB_Default :ground_wall_cond: NECB_Default :infiltration_scale: NECB_Default :job_id: f659bee0-24e5-4441-879e-b512420c4b73 :lights_scale: NECB_Default :lights_type: LED :npv_discount_rate: NECB_Default :npv_end_year: NECB_Default :npv_start_year: NECB_Default :nv_delta_temp_in_out: NECB_Default :nv_opening_fraction: NECB_Default :nv_temp_out_min: NECB_Default :nv_type: NECB_Default :oa_scale: NECB_Default :occupancy_loads_scale: NECB_Default :output_meters: - frequency: hourly name: NaturalGas:Facility - frequency: hourly name: Electricity:Facility - frequency: hourly name: ElectricityNet:Facility - frequency: hourly name: FuelOil#2:Facility :output_variables: [] :overhead_door_cond: NECB_Default :primary_heating_fuel: Electricity :pv_ground_azimuth_angle: NECB_Default :pv_ground_module_description: NECB_Default :pv_ground_tilt_angle: NECB_Default :pv_ground_total_area_pv_panels_m2: NECB_Default :pv_ground_type: NECB_Default :rotation_degrees: '180.0' :run_annual_simulation: true :s3_bucket: '834599497928' :scale_x: 1.0 :scale_y: 1.0 :scale_z: 1.0 :scenario: lhs :shw_eff: Natural Gas Direct Vent with Electric Ignition :shw_scale: NECB_Default :skylight_cond: NECB_Default :skylight_solar_trans: NECB_Default :srr_set: NECB_Default :template: NECB2017 | https://s3.console.aws.amazon.com/s3/buckets/834599497928?region=ca-central-1&prefix=nshirzad_frontend/Toronto_MidR_Elec_New/sampling-lhs/run/f659bee0-24e5-4441-879e-b512420c4b73/ | 6fb75b3b-cea5-4433-99e1-d03b3371bdcc | f659bee0-24e5-4441-879e-b512420c4b73 | SUCCEEDED | 504.8159 | 0.13425 | 0.00011366 | 0.0001532 | 11235856.6562 | 0 | 0 | 0 | 0 | 76.9296 | 13.2933 | 3134.61 | 2325.6934 | 30 | MidriseApartment |  |  | 2 | MidriseApartment | 4 |  | 4 | NECB2017 | 0.24343 | 9553.8375 | 9.0213 | 276.4015 | 155.1124 | 46.3841 | 0 | 26.6071 | 0 | 569.4747 | 64.9692 | TORONTO | ONTARIO | 3.1786 | 0 | 0 | 3.1786 | 19.3584 | 0 | 0 | 19.3584 | 0 | 0.048647 | 0 | 0 | 0.38152 | 0.016624 | 0.0034901 | 0.028262 | 0.062764 | 0.038324 | 0 | 0.0014515 | 0.38152 | 0.18196 | 52.9362 | 0 | Electricity | 30 | 0.757 | [5 empty] | 0.162 | 0.21 | 2.2 | 1.9 | 2 | 38.2302 | Toronto Pearson Intl AP | CAN | 382 | 3615 | 43.677 | -79.631 | 5 | 3890 | ON | CAN_AB_Abee.AgDM.712850_CWEC2020.epw | 0.38152 | 898.3729 | 9.0213 | 38.2302 | 38.7373 | 19.9629 | TRUE | TRUE | TRUE | FALSE | 12.4492 | -21.7135 | -1 | 1.5605 | 0.01344 | 570.38 | 0 | 116.1128 | 7.9599 | 0.068553 | 2909.34 | 0.1 | 2025-01-22 17:09:24 -0500 | dc55d9ddb | 0.6.3 | 0.38152 | 101 | 101 | 0 | 0 | 0.07462 | 6.3175e-05 | 8.5149e-05 | 6245087.209 | 0.096461 | 8.1666e-05 | 0.00011007 | 8072979.7578 | 0 | 0 | 0 | 0 | 133 | 0 | 0 | 0 |  | Electricity
0 | DifferentialEnthalpy | NECB_Default | Occupancy_based_DCV | HS12_ASHP_Baseboard | Rotary-All | 0.162 | 0.247 | 0.4 | 0.3 | 2.4 | NECB 85% Efficient Condensing Gas Furnace | add_nv | NECB_Default | 45 | Natural Gas Direct Vent with Electric Ignition | 0.03 | lhs | NECB_Default | NECB_Default | MidriseApartment | NECB_Default | NECB_Default | NECB_Default | NECB_Default | CAN_AB_Abee.AgDM.712850_CWEC2020.epw | NECB_Default | NECB_Default | NECB_Default | NECB_Default | NECB_Default | NECB_Default | NECB_Default | NECB_Default | LED | NECB_Default | NECB_Default | NECB_Default | NECB_Default | NECB_Default | NECB_Default | NECB_Default | NECB_Default | NECB_Default | ElectricityHPElecBackup | NECB_Default | NECB_Default | NECB_Default | NECB_Default | 1 | 1 | 1 | NECB_Default | NECB_Default | NECB_Default | NECB2017 | 26a4f448-10de-4cfb-aea5-fddd07026e65 | f2e12f84-ea0a-4715-acbe-730cac1de648 | Toronto_MidR_Elec_New | local_managed_aws_workers | sampling-lhs | TRUE | 26a4f448-10de-4cfb-aea5-fddd07026e65 | 834599497928 | :adv_dx_units: NECB_Default :airloop_economizer_type: DifferentialEnthalpy :algorithm_type: sampling-lhs :analysis_id: f2e12f84-ea0a-4715-acbe-730cac1de648 :analysis_name: Toronto_MidR_Elec_New :baseline_system_zones_map_option: NECB_Default :boiler_eff: NECB_Default :building_type: MidriseApartment :chiller_type: NECB_Default :compute_environment: local_managed_aws_workers :datapoint_id: 26a4f448-10de-4cfb-aea5-fddd07026e65 :daylighting_type: NECB_Default :dcv_type: Occupancy_based_DCV :door_construction_cond: NECB_Default :ecm_system_name: HS12_ASHP_Baseboard :electrical_loads_scale: NECB_Default :epw_file: CAN_ON_Toronto.Pearson.Intl.AP.716240_CWEC2016.epw :erv_package: Rotary-All :ext_floor_cond: NECB_Default :ext_roof_cond: '0.162' :ext_wall_cond: '0.247' :fdwr_set: '0.4' :fixed_wind_solar_trans: '0.3' :fixed_window_cond: '2.4' :furnace_eff: NECB 85% Efficient Condensing Gas Furnace :glass_door_cond: NECB_Default :glass_door_solar_trans: NECB_Default :ground_floor_cond: NECB_Default :ground_roof_cond: NECB_Default :ground_wall_cond: NECB_Default :infiltration_scale: NECB_Default :job_id: 26a4f448-10de-4cfb-aea5-fddd07026e65 :lights_scale: NECB_Default :lights_type: LED :npv_discount_rate: NECB_Default :npv_end_year: NECB_Default :npv_start_year: NECB_Default :nv_delta_temp_in_out: NECB_Default :nv_opening_fraction: NECB_Default :nv_temp_out_min: NECB_Default :nv_type: add_nv :oa_scale: NECB_Default :occupancy_loads_scale: NECB_Default :output_meters: - frequency: hourly name: NaturalGas:Facility - frequency: hourly name: Electricity:Facility - frequency: hourly name: ElectricityNet:Facility - frequency: hourly name: FuelOil#2:Facility :output_variables: [] :overhead_door_cond: NECB_Default :primary_heating_fuel: Electricity :pv_ground_azimuth_angle: NECB_Default :pv_ground_module_description: NECB_Default :pv_ground_tilt_angle: NECB_Default :pv_ground_total_area_pv_panels_m2: NECB_Default :pv_ground_type: NECB_Default :rotation_degrees: '45.0' :run_annual_simulation: true :s3_bucket: '834599497928' :scale_x: 1.0 :scale_y: 1.0 :scale_z: 1.0 :scenario: lhs :shw_eff: Natural Gas Direct Vent with Electric Ignition :shw_scale: NECB_Default :skylight_cond: NECB_Default :skylight_solar_trans: NECB_Default :srr_set: '0.03' :template: NECB2017 | https://s3.console.aws.amazon.com/s3/buckets/834599497928?region=ca-central-1&prefix=nshirzad_frontend/Toronto_MidR_Elec_New/sampling-lhs/run/26a4f448-10de-4cfb-aea5-fddd07026e65/ | e17b1c66-7899-4bec-bc88-8ed8e13c7339 | 26a4f448-10de-4cfb-aea5-fddd07026e65 | SUCCEEDED | 517.2993 | 0.41829 | 0.00035414 | 0.00047731 | 35007513 | 0.043505 | 3.6833e-05 | 4.9644e-05 | 3641006.625 | 111.5521 | 45.843 | 3134.61 | 2325.6934 | 40 | MidriseApartment |  |  | 3 | MidriseApartment | 4 |  | 4 | NECB2017 | 0.24343 | 9553.8375 | 12.4698 | 268.8392 | 50.0464 | 46.3841 | 0 | 26.6071 | 0 | 473.1204 | 81.2436 | TORONTO | ONTARIO | 4.1967 | 0 | 0 | 4.1967 | 25.5588 | 0 | 0 | 25.5588 | 0 | 0.046149 | 0 | 0 | 0.50373 | 0.046344 | 0.0010528 | 0.12568 | 0.062764 | 0.038324 | 0 | 0.0014515 | 0.50373 | 0.18197 | 77.6776 | 0 | Electricity | 40 | 0.757 | [5 empty] | 0.162 | 0.247 | 2.4 | 1.9 | 3 | 59.0482 | Toronto Pearson Intl AP | CAN | 382 | 3615 | 43.677 | -79.631 | 5 | 3890 | ON | CAN_AB_Abee.AgDM.712850_CWEC2020.epw | 0.50372 | 907.364 | 12.4698 | 59.0482 | 38.7373 | 19.9629 | TRUE | FALSE | FALSE | FALSE | 12.4492 | -21.7135 | -1 | 1.5606 | 0.01344 | 570.39 | 0 | 116.1128 | 7.9599 | 0.068553 | 2909.34 | 0.1 | 2025-01-22 17:09:19 -0500 | dc55d9ddb | 0.6.3 | 0.50373 | 926.25 | 926.25 | 0 | 0 | 0.07462 | 6.3175e-05 | 8.5149e-05 | 6245087.209 | 0.30054 | 0.00025444 | 0.00034294 | 25152594.3125 | 0.043505 | 3.6833e-05 | 4.9644e-05 | 3641006.6406 | 575 | 0 | 0 | 0 |  | Electricity
0 | DifferentialDryBulb | NECB_Default | No_DCV | HS12_ASHP_Baseboard | Rotary-All | 0.138 | 0.278 | 0.69 | 0.6 | 1.6 | NECB 85% Efficient Condensing Gas Furnace | NECB_Default | NECB_Default | 180 | NECB_Default | 0.1 | lhs | NECB_Default | NECB_Default | MidriseApartment | NECB_Default | NECB_Default | NECB_Default | NECB_Default | CAN_AB_Abee.AgDM.712850_CWEC2020.epw | NECB_Default | NECB_Default | NECB_Default | NECB_Default | NECB_Default | NECB_Default | NECB_Default | NECB_Default | LED | NECB_Default | NECB_Default | NECB_Default | NECB_Default | NECB_Default | NECB_Default | NECB_Default | NECB_Default | NECB_Default | ElectricityHPElecBackup | NECB_Default | NECB_Default | NECB_Default | NECB_Default | 1 | 1 | 1 | NECB_Default | NECB_Default | NECB_Default | NECB2017 | 13ff578e-0936-4527-a969-16603da627b0 | f2e12f84-ea0a-4715-acbe-730cac1de648 | Toronto_MidR_Elec_New | local_managed_aws_workers | sampling-lhs | TRUE | 13ff578e-0936-4527-a969-16603da627b0 | 834599497928 | :adv_dx_units: NECB_Default :airloop_economizer_type: DifferentialDryBulb :algorithm_type: sampling-lhs :analysis_id: f2e12f84-ea0a-4715-acbe-730cac1de648 :analysis_name: Toronto_MidR_Elec_New :baseline_system_zones_map_option: NECB_Default :boiler_eff: NECB_Default :building_type: MidriseApartment :chiller_type: NECB_Default :compute_environment: local_managed_aws_workers :datapoint_id: 13ff578e-0936-4527-a969-16603da627b0 :daylighting_type: NECB_Default :dcv_type: No_DCV :door_construction_cond: NECB_Default :ecm_system_name: HS12_ASHP_Baseboard :electrical_loads_scale: NECB_Default :epw_file: CAN_ON_Toronto.Pearson.Intl.AP.716240_CWEC2016.epw :erv_package: Rotary-All :ext_floor_cond: NECB_Default :ext_roof_cond: '0.138' :ext_wall_cond: '0.278' :fdwr_set: '0.69' :fixed_wind_solar_trans: '0.6' :fixed_window_cond: '1.6' :furnace_eff: NECB 85% Efficient Condensing Gas Furnace :glass_door_cond: NECB_Default :glass_door_solar_trans: NECB_Default :ground_floor_cond: NECB_Default :ground_roof_cond: NECB_Default :ground_wall_cond: NECB_Default :infiltration_scale: NECB_Default :job_id: 13ff578e-0936-4527-a969-16603da627b0 :lights_scale: NECB_Default :lights_type: LED :npv_discount_rate: NECB_Default :npv_end_year: NECB_Default :npv_start_year: NECB_Default :nv_delta_temp_in_out: NECB_Default :nv_opening_fraction: NECB_Default :nv_temp_out_min: NECB_Default :nv_type: NECB_Default :oa_scale: NECB_Default :occupancy_loads_scale: NECB_Default :output_meters: - frequency: hourly name: NaturalGas:Facility - frequency: hourly name: Electricity:Facility - frequency: hourly name: ElectricityNet:Facility - frequency: hourly name: FuelOil#2:Facility :output_variables: [] :overhead_door_cond: NECB_Default :primary_heating_fuel: Electricity :pv_ground_azimuth_angle: NECB_Default :pv_ground_module_description: NECB_Default :pv_ground_tilt_angle: NECB_Default :pv_ground_total_area_pv_panels_m2: NECB_Default :pv_ground_type: NECB_Default :rotation_degrees: '180.0' :run_annual_simulation: true :s3_bucket: '834599497928' :scale_x: 1.0 :scale_y: 1.0 :scale_z: 1.0 :scenario: lhs :shw_eff: NECB_Default :shw_scale: NECB_Default :skylight_cond: NECB_Default :skylight_solar_trans: NECB_Default :srr_set: '0.1' :template: NECB2017 | https://s3.console.aws.amazon.com/s3/buckets/834599497928?region=ca-central-1&prefix=nshirzad_frontend/Toronto_MidR_Elec_New/sampling-lhs/run/13ff578e-0936-4527-a969-16603da627b0/ | 7a64d76a-5233-44c6-a942-4ba78020797c | 13ff578e-0936-4527-a969-16603da627b0 | SUCCEEDED | 804.0194 | 0.71664 | 0.00060673 | 0.00081776 | 59976720 | 0 | 0 | 0 | 0 | 137.9589 | 40.1618 | 3134.61 | 2325.6934 | 69 | MidriseApartment |  |  | 10 | MidriseApartment | 4 |  | 4 | NECB2017 | 0.24343 | 9553.8375 | 25.1039 | 416.3076 | 66.741 | 46.3841 | 0 | 26.6071 | 0 | 615.362 | 59.3222 | TORONTO | ONTARIO | 4.9869 | 0 | 0 | 4.9869 | 30.3717 | 0 | 0 | 30.3717 | 0 | 0.12375 | 0 | 0 | 0.59858 | 0.085344 | 0.00083902 | 0.10415 | 0.062764 | 0.038324 | 0 | 0.0014515 | 0.59858 | 0.18196 | 80.118 | 0 | Electricity | 69 | 0.757 | [5 empty] | 0.138 | 0.278 | 1.6 | 1.9 | 10 | 60.7011 | Toronto Pearson Intl AP | CAN | 382 | 3615 | 43.677 | -79.631 | 5 | 3890 | ON | CAN_AB_Abee.AgDM.712850_CWEC2020.epw | 0.59857 | 1131.3732 | 25.1039 | 60.7011 | 38.7373 | 19.9629 | TRUE | FALSE | FALSE | FALSE | 12.4492 | -21.7135 | -1 | 1.5605 | 0.01344 | 570.37 | 0 | 116.1128 | 7.9599 | 0.068553 | 2909.34 | 0.1 | 2025-01-22 16:58:39 -0500 | dc55d9ddb | 0.6.3 | 0.59858 | 447.5 | 447.5 | 0 | 0 | 0.07462 | 6.3175e-05 | 8.5149e-05 | 6245087.209 | 0.5149 | 0.00043592 | 0.00058755 | 43092484.1875 | 0 | 0 | 0 | 0 | 179 | 0 | 0 | 0 |  | Electricity
0 | DifferentialEnthalpy | NECB_Default | Occupancy_based_DCV | HS09_CCASHP_Baseboard | NECB_Default_All | 0.193 | 0.278 | 0.5 | 0.3 | 2.2 | NECB_Default | add_nv | NECB_Default | 45 | NECB_Default | 0.05 | lhs | NECB_Default | NECB_Default | MidriseApartment | NECB_Default | NECB_Default | NECB_Default | NECB_Default | CAN_AB_Abee.AgDM.712850_CWEC2020.epw | NECB_Default | NECB_Default | NECB_Default | NECB_Default | NECB_Default | NECB_Default | NECB_Default | NECB_Default | LED | NECB_Default | NECB_Default | NECB_Default | NECB_Default | NECB_Default | NECB_Default | NECB_Default | NECB_Default | NECB_Default | ElectricityHPElecBackup | NECB_Default | NECB_Default | NECB_Default | NECB_Default | 1 | 1 | 1 | NECB_Default | NECB_Default | NECB_Default | NECB2017 | 87c28319-c3ba-4b63-88e9-a33729768ce7 | f2e12f84-ea0a-4715-acbe-730cac1de648 | Toronto_MidR_Elec_New | local_managed_aws_workers | sampling-lhs | TRUE | 87c28319-c3ba-4b63-88e9-a33729768ce7 | 834599497928 | :adv_dx_units: NECB_Default :airloop_economizer_type: DifferentialEnthalpy :algorithm_type: sampling-lhs :analysis_id: f2e12f84-ea0a-4715-acbe-730cac1de648 :analysis_name: Toronto_MidR_Elec_New :baseline_system_zones_map_option: NECB_Default :boiler_eff: NECB_Default :building_type: MidriseApartment :chiller_type: NECB_Default :compute_environment: local_managed_aws_workers :datapoint_id: 87c28319-c3ba-4b63-88e9-a33729768ce7 :daylighting_type: NECB_Default :dcv_type: Occupancy_based_DCV :door_construction_cond: NECB_Default :ecm_system_name: HS09_CCASHP_Baseboard :electrical_loads_scale: NECB_Default :epw_file: CAN_ON_Toronto.Pearson.Intl.AP.716240_CWEC2016.epw :erv_package: NECB_Default_All :ext_floor_cond: NECB_Default :ext_roof_cond: '0.193' :ext_wall_cond: '0.278' :fdwr_set: '0.5' :fixed_wind_solar_trans: '0.3' :fixed_window_cond: '2.2' :furnace_eff: NECB_Default :glass_door_cond: NECB_Default :glass_door_solar_trans: NECB_Default :ground_floor_cond: NECB_Default :ground_roof_cond: NECB_Default :ground_wall_cond: NECB_Default :infiltration_scale: NECB_Default :job_id: 87c28319-c3ba-4b63-88e9-a33729768ce7 :lights_scale: NECB_Default :lights_type: LED :npv_discount_rate: NECB_Default :npv_end_year: NECB_Default :npv_start_year: NECB_Default :nv_delta_temp_in_out: NECB_Default :nv_opening_fraction: NECB_Default :nv_temp_out_min: NECB_Default :nv_type: add_nv :oa_scale: NECB_Default :occupancy_loads_scale: NECB_Default :output_meters: - frequency: hourly name: NaturalGas:Facility - frequency: hourly name: Electricity:Facility - frequency: hourly name: ElectricityNet:Facility - frequency: hourly name: FuelOil#2:Facility :output_variables: [] :overhead_door_cond: NECB_Default :primary_heating_fuel: Electricity :pv_ground_azimuth_angle: NECB_Default :pv_ground_module_description: NECB_Default :pv_ground_tilt_angle: NECB_Default :pv_ground_total_area_pv_panels_m2: NECB_Default :pv_ground_type: NECB_Default :rotation_degrees: '45.0' :run_annual_simulation: true :s3_bucket: '834599497928' :scale_x: 1.0 :scale_y: 1.0 :scale_z: 1.0 :scenario: lhs :shw_eff: NECB_Default :shw_scale: NECB_Default :skylight_cond: NECB_Default :skylight_solar_trans: NECB_Default :srr_set: '0.05' :template: NECB2017 | https://s3.console.aws.amazon.com/s3/buckets/834599497928?region=ca-central-1&prefix=nshirzad_frontend/Toronto_MidR_Elec_New/sampling-lhs/run/87c28319-c3ba-4b63-88e9-a33729768ce7/ | 0682d853-46b5-4464-8970-2f42fcfab63e | 87c28319-c3ba-4b63-88e9-a33729768ce7 | SUCCEEDED | 794.8226 | 0.42911 | 0.00036329 | 0.00048965 | 35912519 | 0.043112 | 3.65e-05 | 4.9195e-05 | 3608122.9531 | 112.0802 | 47.7882 | 3134.61 | 2325.6934 | 50 | MidriseApartment |  |  | 5 | MidriseApartment | 4 |  | 4 | NECB2017 | 0.24343 | 9553.8375 | 15.0106 | 285.7411 | 55.3759 | 46.3841 | 0 | 26.6071 | 0 | 503.2811 | 89.1728 | TORONTO | ONTARIO | 4.2131 | 0 | 0 | 4.2131 | 25.6587 | 0 | 0 | 25.6587 | 0 | 0.05594 | 0 | 0 | 0.50569 | 0.054916 | 0.0011166 | 0.10922 | 0.062764 | 0.038324 | 0 | 0.0014515 | 0.50569 | 0.18196 | 78.0687 | 0 | Electricity | 50 | 0.757 | [5 empty] | 0.193 | 0.278 | 2.2 | 1.9 | 5 | 59.7603 | Toronto Pearson Intl AP | CAN | 382 | 3615 | 43.677 | -79.631 | 5 | 3890 | ON | CAN_AB_Abee.AgDM.712850_CWEC2020.epw | 0.50569 | 939.2229 | 15.0106 | 59.7603 | 38.7373 | 19.9629 | TRUE | FALSE | FALSE | FALSE | 12.4492 | -21.7135 | -1 | 1.5605 | 0.01344 | 570.38 | 0 | 116.1128 | 7.9599 | 0.068553 | 2909.34 | 0.1 | 2025-01-22 16:58:50 -0500 | dc55d9ddb | 0.6.3 | 0.50569 | 980 | 980 | 0 | 0 | 0.07462 | 6.3175e-05 | 8.5149e-05 | 6245087.209 | 0.30831 | 0.00026102 | 0.00035181 | 25802829.9375 | 0.043112 | 3.65e-05 | 4.9195e-05 | 3608122.9062 | 574 | 0 | 0 | 0 |  | Electricity
0 | DifferentialEnthalpy | Viessmann Vitocrossal 300 CT3-17 96.2% Efficient Condensing Gas Boiler | No_DCV | HS13_ASHP_VRF | Rotary-All | 0.142 | 0.247 | 0.1 | 0.2 | 2.4 | NECB_Default | NECB_Default | NECB_Default | 359 | Natural Gas Direct Vent with Electric Ignition | 0.08 | lhs | NECB_Default | NECB_Default | MidriseApartment | NECB_Default | NECB_Default | NECB_Default | NECB_Default | CAN_AB_Abee.AgDM.712850_CWEC2020.epw | NECB_Default | NECB_Default | NECB_Default | NECB_Default | NECB_Default | NECB_Default | NECB_Default | NECB_Default | LED | NECB_Default | NECB_Default | NECB_Default | NECB_Default | NECB_Default | NECB_Default | NECB_Default | NECB_Default | NECB_Default | ElectricityHPElecBackup | NECB_Default | NECB_Default | NECB_Default | NECB_Default | 1 | 1 | 1 | NECB_Default | NECB_Default | NECB_Default | NECB2017 | 4b916efc-520f-454a-ab6d-848ffee70d3d | f2e12f84-ea0a-4715-acbe-730cac1de648 | Toronto_MidR_Elec_New | local_managed_aws_workers | sampling-lhs | TRUE | 4b916efc-520f-454a-ab6d-848ffee70d3d | 834599497928 | :adv_dx_units: NECB_Default :airloop_economizer_type: DifferentialEnthalpy :algorithm_type: sampling-lhs :analysis_id: f2e12f84-ea0a-4715-acbe-730cac1de648 :analysis_name: Toronto_MidR_Elec_New :baseline_system_zones_map_option: NECB_Default :boiler_eff: Viessmann Vitocrossal 300 CT3-17 96.2% Efficient Condensing Gas Boiler :building_type: MidriseApartment :chiller_type: NECB_Default :compute_environment: local_managed_aws_workers :datapoint_id: 4b916efc-520f-454a-ab6d-848ffee70d3d :daylighting_type: NECB_Default :dcv_type: No_DCV :door_construction_cond: NECB_Default :ecm_system_name: HS13_ASHP_VRF :electrical_loads_scale: NECB_Default :epw_file: CAN_ON_Toronto.Pearson.Intl.AP.716240_CWEC2016.epw :erv_package: Rotary-All :ext_floor_cond: NECB_Default :ext_roof_cond: '0.142' :ext_wall_cond: '0.247' :fdwr_set: '0.1' :fixed_wind_solar_trans: '0.2' :fixed_window_cond: '2.4' :furnace_eff: NECB_Default :glass_door_cond: NECB_Default :glass_door_solar_trans: NECB_Default :ground_floor_cond: NECB_Default :ground_roof_cond: NECB_Default :ground_wall_cond: NECB_Default :infiltration_scale: NECB_Default :job_id: 4b916efc-520f-454a-ab6d-848ffee70d3d :lights_scale: NECB_Default :lights_type: LED :npv_discount_rate: NECB_Default :npv_end_year: NECB_Default :npv_start_year: NECB_Default :nv_delta_temp_in_out: NECB_Default :nv_opening_fraction: NECB_Default :nv_temp_out_min: NECB_Default :nv_type: NECB_Default :oa_scale: NECB_Default :occupancy_loads_scale: NECB_Default :output_meters: - frequency: hourly name: NaturalGas:Facility - frequency: hourly name: Electricity:Facility - frequency: hourly name: ElectricityNet:Facility - frequency: hourly name: FuelOil#2:Facility :output_variables: [] :overhead_door_cond: NECB_Default :primary_heating_fuel: Electricity :pv_ground_azimuth_angle: NECB_Default :pv_ground_module_description: NECB_Default :pv_ground_tilt_angle: NECB_Default :pv_ground_total_area_pv_panels_m2: NECB_Default :pv_ground_type: add_pv_ground :rotation_degrees: '359.0' :run_annual_simulation: true :s3_bucket: '834599497928' :scale_x: 1.0 :scale_y: 1.0 :scale_z: 1.0 :scenario: lhs :shw_eff: Natural Gas Direct Vent with Electric Ignition :shw_scale: NECB_Default :skylight_cond: NECB_Default :skylight_solar_trans: NECB_Default :srr_set: '0.08' :template: NECB2017 | https://s3.console.aws.amazon.com/s3/buckets/834599497928?region=ca-central-1&prefix=nshirzad_frontend/Toronto_MidR_Elec_New/sampling-lhs/run/4b916efc-520f-454a-ab6d-848ffee70d3d/ | c4ef68c6-d6d1-46b4-9901-fd00bdcce3a5 | 4b916efc-520f-454a-ab6d-848ffee70d3d | SUCCEEDED | 761.1552 | 0.4928 | 0.00041722 | 0.00056234 | 41243594.5 | 0 | 0 | 0 | 0 | 91.0055 | 42.5811 | 3134.61 | 2325.6934 | 10 | MidriseApartment |  |  | 8 | MidriseApartment | 4 |  | 4 | NECB2017 | 0.24343 | 9553.8375 | 8.1719 | 260.598 | 166.1626 | 46.3841 | 0 | 26.6071 | 0 | 850.3163 | 41.7503 | TORONTO | ONTARIO | 3.5767 | 0 | 0 | 3.5767 | 21.7834 | 0 | 0 | 21.7834 | 0 | 0.03105 | 0 | 0 | 0.42932 | 0.016292 | 0.00060933 | 0.096867 | 0.062764 | 0.038324 | 0 | 0.0014515 | 0.42932 | 0.18196 | 56.1097 | 0 | Electricity | 10 | 0.757 | [5 empty] | 0.142 | 0.247 | 2.4 | 1.9 | 8 | 41.6591 | Toronto Pearson Intl AP | CAN | 382 | 3615 | 43.677 | -79.631 | 5 | 3890 | ON | CAN_AB_Abee.AgDM.712850_CWEC2020.epw | 0.22968 | 1048.3173 | 8.1719 | 41.6591 | 38.7373 | 19.9629 | TRUE | TRUE | FALSE | FALSE | 12.4492 | -21.7135 | -1 | 1.5605 | 0.01344 | 570.37 | 0 | 116.1128 | 7.9599 | 0.068553 | 2909.34 | 0.1 | 2025-01-22 16:59:31 -0500 | dc55d9ddb | 0.6.3 | 0.42932 | 8.75 | 8.75 | 0 | 0 | 0.07462 | 6.3175e-05 | 8.5149e-05 | 6245087.209 | 0.35407 | 0.00029977 | 0.00040403 | 29632992.375 | 0 | 0 | 0 | 0 | 106 | 0 | 0 | 0 |  | Electricity
0 | DifferentialDryBulb | Viessmann Vitocrossal 300 CT3-17 96.2% Efficient Condensing Gas Boiler | Occupancy_based_DCV | HS09_CCASHP_Baseboard | Plate-All | 0.227 | 0.247 | 0.69 | 0.2 | 2.2 | NECB_Default | NECB_Default | NECB_Default | 45 | Natural Gas Direct Vent with Electric Ignition | NECB_Default | lhs | NECB_Default | NECB_Default | MidriseApartment | NECB_Default | NECB_Default | NECB_Default | NECB_Default | CAN_AB_Abee.AgDM.712850_CWEC2020.epw | NECB_Default | NECB_Default | NECB_Default | NECB_Default | NECB_Default | NECB_Default | NECB_Default | NECB_Default | LED | NECB_Default | NECB_Default | NECB_Default | NECB_Default | NECB_Default | NECB_Default | NECB_Default | NECB_Default | NECB_Default | ElectricityHPElecBackup | NECB_Default | NECB_Default | NECB_Default | NECB_Default | 1 | 1 | 1 | NECB_Default | NECB_Default | NECB_Default | NECB2017 | 3003407a-8b1f-4688-b987-e5f17177fe9b | f2e12f84-ea0a-4715-acbe-730cac1de648 | Toronto_MidR_Elec_New | local_managed_aws_workers | sampling-lhs | TRUE | 3003407a-8b1f-4688-b987-e5f17177fe9b | 834599497928 | :adv_dx_units: NECB_Default :airloop_economizer_type: DifferentialDryBulb :algorithm_type: sampling-lhs :analysis_id: f2e12f84-ea0a-4715-acbe-730cac1de648 :analysis_name: Toronto_MidR_Elec_New :baseline_system_zones_map_option: NECB_Default :boiler_eff: Viessmann Vitocrossal 300 CT3-17 96.2% Efficient Condensing Gas Boiler :building_type: MidriseApartment :chiller_type: NECB_Default :compute_environment: local_managed_aws_workers :datapoint_id: 3003407a-8b1f-4688-b987-e5f17177fe9b :daylighting_type: NECB_Default :dcv_type: Occupancy_based_DCV :door_construction_cond: NECB_Default :ecm_system_name: HS09_CCASHP_Baseboard :electrical_loads_scale: NECB_Default :epw_file: CAN_ON_Toronto.Pearson.Intl.AP.716240_CWEC2016.epw :erv_package: Plate-All :ext_floor_cond: NECB_Default :ext_roof_cond: '0.227' :ext_wall_cond: '0.247' :fdwr_set: '0.69' :fixed_wind_solar_trans: '0.2' :fixed_window_cond: '2.2' :furnace_eff: NECB_Default :glass_door_cond: NECB_Default :glass_door_solar_trans: NECB_Default :ground_floor_cond: NECB_Default :ground_roof_cond: NECB_Default :ground_wall_cond: NECB_Default :infiltration_scale: NECB_Default :job_id: 3003407a-8b1f-4688-b987-e5f17177fe9b :lights_scale: NECB_Default :lights_type: LED :npv_discount_rate: NECB_Default :npv_end_year: NECB_Default :npv_start_year: NECB_Default :nv_delta_temp_in_out: NECB_Default :nv_opening_fraction: NECB_Default :nv_temp_out_min: NECB_Default :nv_type: NECB_Default :oa_scale: NECB_Default :occupancy_loads_scale: NECB_Default :output_meters: - frequency: hourly name: NaturalGas:Facility - frequency: hourly name: Electricity:Facility - frequency: hourly name: ElectricityNet:Facility - frequency: hourly name: FuelOil#2:Facility :output_variables: [] :overhead_door_cond: NECB_Default :primary_heating_fuel: Electricity :pv_ground_azimuth_angle: NECB_Default :pv_ground_module_description: NECB_Default :pv_ground_tilt_angle: NECB_Default :pv_ground_total_area_pv_panels_m2: NECB_Default :pv_ground_type: NECB_Default :rotation_degrees: '45.0' :run_annual_simulation: true :s3_bucket: '834599497928' :scale_x: 1.0 :scale_y: 1.0 :scale_z: 1.0 :scenario: lhs :shw_eff: Natural Gas Direct Vent with Electric Ignition :shw_scale: NECB_Default :skylight_cond: NECB_Default :skylight_solar_trans: NECB_Default :srr_set: NECB_Default :template: NECB2017 | https://s3.console.aws.amazon.com/s3/buckets/834599497928?region=ca-central-1&prefix=nshirzad_frontend/Toronto_MidR_Elec_New/sampling-lhs/run/3003407a-8b1f-4688-b987-e5f17177fe9b/ | 9091fc17-2a05-41f8-9bfb-918543501004 | 3003407a-8b1f-4688-b987-e5f17177fe9b | SUCCEEDED | 536.5002 | 0.56835 | 0.00048118 | 0.00064855 | 47566455 | 0 | 0 | 0 | 0 | 120.9082 | 59.3242 | 3134.61 | 2325.6934 | 69 | MidriseApartment |  |  | 2 | MidriseApartment | 4 |  | 4 | NECB2017 | 0.24343 | 9553.8375 | 13.9089 | 295.579 | 53.9598 | 46.3841 | 0 | 26.6071 | 0 | 486.3099 | 63.7795 | TORONTO | ONTARIO | 4.4777 | 0 | 0 | 4.4777 | 27.2704 | 0 | 0 | 27.2704 | 0 | 0.04435 | 0 | 0 | 0.53746 | 0.059609 | 0.0011006 | 0.1479 | 0.062764 | 0.038324 | 0 | 0.0014515 | 0.53746 | 0.18196 | 83.6345 | 0 | Electricity | 69 | 0.757 | [5 empty] | 0.227 | 0.247 | 2.2 | 1.9 | 2 | 65.8453 | Toronto Pearson Intl AP | CAN | 382 | 3615 | 43.677 | -79.631 | 5 | 3890 | ON | CAN_AB_Abee.AgDM.712850_CWEC2020.epw | 0.53745 | 949.6312 | 13.9089 | 65.8453 | 38.7373 | 19.9629 | TRUE | FALSE | FALSE | FALSE | 12.4492 | -21.7135 | -1 | 1.5605 | 0.01344 | 570.38 | 0 | 116.1128 | 7.9599 | 0.068553 | 2909.34 | 0.1 | 2025-01-22 17:12:09 -0500 | dc55d9ddb | 0.6.3 | 0.53746 | 725 | 725 | 0 | 0 | 0.07462 | 6.3175e-05 | 8.5149e-05 | 6245087.209 | 0.40836 | 0.00034573 | 0.00046597 | 34176024.125 | 0 | 0 | 0 | 0 | 192 | 0 | 0 | 0 |  | Electricity
0 | DifferentialEnthalpy | NECB 88% Efficient Condensing Boiler | No_DCV | HS13_ASHP_VRF | Plate-All | 0.162 | 0.247 | 0.5 | 0.3 | 1.6 | NECB_Default | add_nv | NECB_Default | 270 | Natural Gas Direct Vent with Electric Ignition | 0.05 | lhs | NECB_Default | NECB_Default | MidriseApartment | NECB_Default | NECB_Default | NECB_Default | NECB_Default | CAN_AB_Abee.AgDM.712850_CWEC2020.epw | NECB_Default | NECB_Default | NECB_Default | NECB_Default | NECB_Default | NECB_Default | NECB_Default | NECB_Default | LED | NECB_Default | NECB_Default | NECB_Default | NECB_Default | NECB_Default | NECB_Default | NECB_Default | NECB_Default | NECB_Default | ElectricityHPElecBackup | NECB_Default | NECB_Default | NECB_Default | NECB_Default | 1 | 1 | 1 | NECB_Default | NECB_Default | NECB_Default | NECB2017 | f43082c0-52eb-4400-be9a-a1c480f5287c | f2e12f84-ea0a-4715-acbe-730cac1de648 | Toronto_MidR_Elec_New | local_managed_aws_workers | sampling-lhs | TRUE | f43082c0-52eb-4400-be9a-a1c480f5287c | 834599497928 | :adv_dx_units: NECB_Default :airloop_economizer_type: DifferentialEnthalpy :algorithm_type: sampling-lhs :analysis_id: f2e12f84-ea0a-4715-acbe-730cac1de648 :analysis_name: Toronto_MidR_Elec_New :baseline_system_zones_map_option: NECB_Default :boiler_eff: NECB 88% Efficient Condensing Boiler :building_type: MidriseApartment :chiller_type: NECB_Default :compute_environment: local_managed_aws_workers :datapoint_id: f43082c0-52eb-4400-be9a-a1c480f5287c :daylighting_type: NECB_Default :dcv_type: No_DCV :door_construction_cond: NECB_Default :ecm_system_name: HS13_ASHP_VRF :electrical_loads_scale: NECB_Default :epw_file: CAN_ON_Toronto.Pearson.Intl.AP.716240_CWEC2016.epw :erv_package: Plate-All :ext_floor_cond: NECB_Default :ext_roof_cond: '0.162' :ext_wall_cond: '0.247' :fdwr_set: '0.5' :fixed_wind_solar_trans: '0.3' :fixed_window_cond: '1.6' :furnace_eff: NECB_Default :glass_door_cond: NECB_Default :glass_door_solar_trans: NECB_Default :ground_floor_cond: NECB_Default :ground_roof_cond: NECB_Default :ground_wall_cond: NECB_Default :infiltration_scale: NECB_Default :job_id: f43082c0-52eb-4400-be9a-a1c480f5287c :lights_scale: NECB_Default :lights_type: LED :npv_discount_rate: NECB_Default :npv_end_year: NECB_Default :npv_start_year: NECB_Default :nv_delta_temp_in_out: NECB_Default :nv_opening_fraction: NECB_Default :nv_temp_out_min: NECB_Default :nv_type: add_nv :oa_scale: NECB_Default :occupancy_loads_scale: NECB_Default :output_meters: - frequency: hourly name: NaturalGas:Facility - frequency: hourly name: Electricity:Facility - frequency: hourly name: ElectricityNet:Facility - frequency: hourly name: FuelOil#2:Facility :output_variables: [] :overhead_door_cond: NECB_Default :primary_heating_fuel: Electricity :pv_ground_azimuth_angle: NECB_Default :pv_ground_module_description: NECB_Default :pv_ground_tilt_angle: NECB_Default :pv_ground_total_area_pv_panels_m2: NECB_Default :pv_ground_type: add_pv_ground :rotation_degrees: '270.0' :run_annual_simulation: true :s3_bucket: '834599497928' :scale_x: 1.0 :scale_y: 1.0 :scale_z: 1.0 :scenario: lhs :shw_eff: Natural Gas Direct Vent with Electric Ignition :shw_scale: NECB_Default :skylight_cond: NECB_Default :skylight_solar_trans: NECB_Default :srr_set: '0.05' :template: NECB2017 | https://s3.console.aws.amazon.com/s3/buckets/834599497928?region=ca-central-1&prefix=nshirzad_frontend/Toronto_MidR_Elec_New/sampling-lhs/run/f43082c0-52eb-4400-be9a-a1c480f5287c/ | 06882385-a57a-4711-a9b6-841cd8740bf8 | f43082c0-52eb-4400-be9a-a1c480f5287c | SUCCEEDED | 525.5539 | 0.36291 | 0.00030725 | 0.00041411 | 30372407 | 0.047139 | 3.9909e-05 | 5.379e-05 | 3945136 | 98.4236 | 47.8006 | 3134.61 | 2325.6934 | 50 | MidriseApartment |  |  | 5 | MidriseApartment | 4 |  | 4 | NECB2017 | 0.24343 | 9553.8375 | 12.5034 | 370.6713 | 188.6927 | 46.3841 | 0 | 26.6071 | 0 | 1007.6076 | 66.4379 | TORONTO | ONTARIO | 3.796 | 0 | 0 | 3.796 | 23.1186 | 0 | 0 | 23.1186 | 0 | 0.047569 | 0 | 0 | 0.45563 | 0.013392 | 0.00021693 | 0.10995 | 0.062764 | 0.038324 | 0 | 0.0014515 | 0.45563 | 0.18196 | 64.0301 | 0 | Electricity | 50 | 0.757 | [5 empty] | 0.162 | 0.247 | 1.6 | 1.9 | 5 | 49.4522 | Toronto Pearson Intl AP | CAN | 382 | 3615 | 43.677 | -79.631 | 5 | 3890 | ON | CAN_AB_Abee.AgDM.712850_CWEC2020.epw | 0.25599 | 1228.2898 | 12.5034 | 49.4522 | 38.7372 | 19.9629 | TRUE | FALSE | FALSE | FALSE | 12.4492 | -21.7135 | -1 | 1.5605 | 0.01344 | 570.38 | 0 | 116.1128 | 7.9599 | 0.068553 | 2909.34 | 0.1 | 2025-01-22 17:10:06 -0500 | dc55d9ddb | 0.6.3 | 0.45563 | 48.25 | 48.25 | 0 | 0 | 0.07462 | 6.3175e-05 | 8.5149e-05 | 6245087.209 | 0.26075 | 0.00022075 | 0.00029754 | 21822228.25 | 0.047139 | 3.9909e-05 | 5.379e-05 | 3945135.875 | 485 | 0 | 0 | 0 |  | Electricity
0 | NECB_Default | NECB_Default | No_DCV | HS11_ASHP_PTHP | Rotary-Existing | 0.227 | 0.183 | 0.4 | 0.5 | 2.4 | NECB_Default | NECB_Default | NECB_Default | 0 | Natural Gas Power Vent with Electric Ignition | 0.1 | lhs | NECB_Default | NECB_Default | MidriseApartment | NECB_Default | NECB_Default | NECB_Default | NECB_Default | CAN_AB_Abee.AgDM.712850_CWEC2020.epw | NECB_Default | NECB_Default | NECB_Default | NECB_Default | NECB_Default | NECB_Default | NECB_Default | NECB_Default | LED | NECB_Default | NECB_Default | NECB_Default | NECB_Default | NECB_Default | NECB_Default | NECB_Default | NECB_Default | NECB_Default | ElectricityHPElecBackup | NECB_Default | NECB_Default | NECB_Default | NECB_Default | 1 | 1 | 1 | NECB_Default | NECB_Default | NECB_Default | NECB2017 | 430dad61-047c-4e85-a67e-abd2c421a619 | f2e12f84-ea0a-4715-acbe-730cac1de648 | Toronto_MidR_Elec_New | local_managed_aws_workers | sampling-lhs | TRUE | 430dad61-047c-4e85-a67e-abd2c421a619 | 834599497928 | :adv_dx_units: NECB_Default :airloop_economizer_type: NECB_Default :algorithm_type: sampling-lhs :analysis_id: f2e12f84-ea0a-4715-acbe-730cac1de648 :analysis_name: Toronto_MidR_Elec_New :baseline_system_zones_map_option: NECB_Default :boiler_eff: NECB_Default :building_type: MidriseApartment :chiller_type: NECB_Default :compute_environment: local_managed_aws_workers :datapoint_id: 430dad61-047c-4e85-a67e-abd2c421a619 :daylighting_type: NECB_Default :dcv_type: No_DCV :door_construction_cond: NECB_Default :ecm_system_name: HS11_ASHP_PTHP :electrical_loads_scale: NECB_Default :epw_file: CAN_ON_Toronto.Pearson.Intl.AP.716240_CWEC2016.epw :erv_package: Rotary-Existing :ext_floor_cond: NECB_Default :ext_roof_cond: '0.227' :ext_wall_cond: '0.183' :fdwr_set: '0.4' :fixed_wind_solar_trans: '0.5' :fixed_window_cond: '2.4' :furnace_eff: NECB_Default :glass_door_cond: NECB_Default :glass_door_solar_trans: NECB_Default :ground_floor_cond: NECB_Default :ground_roof_cond: NECB_Default :ground_wall_cond: NECB_Default :infiltration_scale: NECB_Default :job_id: 430dad61-047c-4e85-a67e-abd2c421a619 :lights_scale: NECB_Default :lights_type: LED :npv_discount_rate: NECB_Default :npv_end_year: NECB_Default :npv_start_year: NECB_Default :nv_delta_temp_in_out: NECB_Default :nv_opening_fraction: NECB_Default :nv_temp_out_min: NECB_Default :nv_type: NECB_Default :oa_scale: NECB_Default :occupancy_loads_scale: NECB_Default :output_meters: - frequency: hourly name: NaturalGas:Facility - frequency: hourly name: Electricity:Facility - frequency: hourly name: ElectricityNet:Facility - frequency: hourly name: FuelOil#2:Facility :output_variables: [] :overhead_door_cond: NECB_Default :primary_heating_fuel: Electricity :pv_ground_azimuth_angle: NECB_Default :pv_ground_module_description: NECB_Default :pv_ground_tilt_angle: NECB_Default :pv_ground_total_area_pv_panels_m2: NECB_Default :pv_ground_type: add_pv_ground :rotation_degrees: '0.0' :run_annual_simulation: true :s3_bucket: '834599497928' :scale_x: 1.0 :scale_y: 1.0 :scale_z: 1.0 :scenario: lhs :shw_eff: Natural Gas Power Vent with Electric Ignition :shw_scale: NECB_Default :skylight_cond: NECB_Default :skylight_solar_trans: NECB_Default :srr_set: '0.1' :template: NECB2017 | https://s3.console.aws.amazon.com/s3/buckets/834599497928?region=ca-central-1&prefix=nshirzad_frontend/Toronto_MidR_Elec_New/sampling-lhs/run/430dad61-047c-4e85-a67e-abd2c421a619/ | 28529305-a1ca-42d1-a38f-0bab9febb995 | 430dad61-047c-4e85-a67e-abd2c421a619 | SUCCEEDED | 703.6376 | 0.4928 | 0.00041722 | 0.00056234 | 41243594.5 | 0 | 0 | 0 | 0 | 89.7498 | 22.054 | 3134.61 | 2325.6934 | 40 | MidriseApartment |  |  | 10 | MidriseApartment | 4 |  | 4 | NECB2017 | 0.24343 | 9553.8375 | 16.6987 | 274.9573 | 103.5708 | 46.3841 | 0 | 26.6071 | 0 | 802.0838 | 41.7503 | TORONTO | ONTARIO | 3.5989 | 0 | 0 | 3.5989 | 21.9184 | 0 | 0 | 21.9184 | 0 | 0.070248 | 0 | 0 | 0.43198 | 0.017489 | 0.0077904 | 0.051949 | 0.062764 | 0.038324 | 0 | 0.0014515 | 0.43198 | 0.18196 | 69.6201 | 0 | Electricity | 40 | 0.757 | [5 empty] | 0.227 | 0.183 | 2.4 | 1.9 | 10 | 53.4184 | Toronto Pearson Intl AP | CAN | 382 | 3615 | 43.677 | -79.631 | 5 | 3890 | ON | CAN_AB_Abee.AgDM.712850_CWEC2020.epw | 0.23234 | 1002.3779 | 16.6987 | 53.4184 | 38.7373 | 19.9629 | TRUE | FALSE | TRUE | FALSE | 12.4492 | -21.7135 | -1 | 1.5605 | 0.01344 | 570.38 | 0 | 116.1128 | 7.9599 | 0.068553 | 2909.34 | 0.1 | 2025-01-22 16:59:48 -0500 | dc55d9ddb | 0.6.3 | 0.43198 | 68 | 68 | 0 | 0 | 0.07462 | 6.3175e-05 | 8.5149e-05 | 6245087.209 | 0.35407 | 0.00029977 | 0.00040403 | 29632986.375 | 0 | 0 | 0 | 0 | 180 | 0 | 0 | 0 |  | Electricity
0 | NECB_Default | NECB_Default | No_DCV | HS11_ASHP_PTHP | Rotary-All | 0.162 | 0.247 | 0.5 | 0.6 | 2.2 | NECB 85% Efficient Condensing Gas Furnace | add_nv | NECB_Default | 270 | NECB_Default | NECB_Default | lhs | NECB_Default | NECB_Default | MidriseApartment | NECB_Default | NECB_Default | NECB_Default | NECB_Default | CAN_AB_Abee.AgDM.712850_CWEC2020.epw | NECB_Default | NECB_Default | NECB_Default | NECB_Default | NECB_Default | NECB_Default | NECB_Default | NECB_Default | LED | NECB_Default | NECB_Default | NECB_Default | NECB_Default | NECB_Default | NECB_Default | NECB_Default | NECB_Default | NECB_Default | ElectricityHPElecBackup | NECB_Default | NECB_Default | NECB_Default | NECB_Default | 1 | 1 | 1 | NECB_Default | NECB_Default | NECB_Default | NECB2017 | 32e9020b-4826-40a8-9807-115cad551e63 | f2e12f84-ea0a-4715-acbe-730cac1de648 | Toronto_MidR_Elec_New | local_managed_aws_workers | sampling-lhs | TRUE | 32e9020b-4826-40a8-9807-115cad551e63 | 834599497928 | :adv_dx_units: NECB_Default :airloop_economizer_type: NECB_Default :algorithm_type: sampling-lhs :analysis_id: f2e12f84-ea0a-4715-acbe-730cac1de648 :analysis_name: Toronto_MidR_Elec_New :baseline_system_zones_map_option: NECB_Default :boiler_eff: NECB_Default :building_type: MidriseApartment :chiller_type: NECB_Default :compute_environment: local_managed_aws_workers :datapoint_id: 32e9020b-4826-40a8-9807-115cad551e63 :daylighting_type: NECB_Default :dcv_type: No_DCV :door_construction_cond: NECB_Default :ecm_system_name: HS11_ASHP_PTHP :electrical_loads_scale: NECB_Default :epw_file: CAN_ON_Toronto.Pearson.Intl.AP.716240_CWEC2016.epw :erv_package: Rotary-All :ext_floor_cond: NECB_Default :ext_roof_cond: '0.162' :ext_wall_cond: '0.247' :fdwr_set: '0.5' :fixed_wind_solar_trans: '0.6' :fixed_window_cond: '2.2' :furnace_eff: NECB 85% Efficient Condensing Gas Furnace :glass_door_cond: NECB_Default :glass_door_solar_trans: NECB_Default :ground_floor_cond: NECB_Default :ground_roof_cond: NECB_Default :ground_wall_cond: NECB_Default :infiltration_scale: NECB_Default :job_id: 32e9020b-4826-40a8-9807-115cad551e63 :lights_scale: NECB_Default :lights_type: LED :npv_discount_rate: NECB_Default :npv_end_year: NECB_Default :npv_start_year: NECB_Default :nv_delta_temp_in_out: NECB_Default :nv_opening_fraction: NECB_Default :nv_temp_out_min: NECB_Default :nv_type: add_nv :oa_scale: NECB_Default :occupancy_loads_scale: NECB_Default :output_meters: - frequency: hourly name: NaturalGas:Facility - frequency: hourly name: Electricity:Facility - frequency: hourly name: ElectricityNet:Facility - frequency: hourly name: FuelOil#2:Facility :output_variables: [] :overhead_door_cond: NECB_Default :primary_heating_fuel: Electricity :pv_ground_azimuth_angle: NECB_Default :pv_ground_module_description: NECB_Default :pv_ground_tilt_angle: NECB_Default :pv_ground_total_area_pv_panels_m2: NECB_Default :pv_ground_type: add_pv_ground :rotation_degrees: '270.0' :run_annual_simulation: true :s3_bucket: '834599497928' :scale_x: 1.0 :scale_y: 1.0 :scale_z: 1.0 :scenario: lhs :shw_eff: NECB_Default :shw_scale: NECB_Default :skylight_cond: NECB_Default :skylight_solar_trans: NECB_Default :srr_set: NECB_Default :template: NECB2017 | https://s3.console.aws.amazon.com/s3/buckets/834599497928?region=ca-central-1&prefix=nshirzad_frontend/Toronto_MidR_Elec_New/sampling-lhs/run/32e9020b-4826-40a8-9807-115cad551e63/ | 72e12fe7-6aba-4bb2-a44d-30c3d2ee7752 | 32e9020b-4826-40a8-9807-115cad551e63 | SUCCEEDED | 783.8565 | 0.44885 | 0.00038001 | 0.00051218 | 37564871.5 | 0.028438 | 2.4076e-05 | 3.245e-05 | 2380007.5469 | 94.5049 | 20.5111 | 3134.61 | 2325.6934 | 50 | MidriseApartment |  |  | 2 | MidriseApartment | 4 |  | 4 | NECB2017 | 0.24343 | 9553.8375 | 20.3815 | 283.7122 | 146.0395 | 46.3841 | 0 | 26.6071 | 0 | 877.995 | 66.4379 | TORONTO | ONTARIO | 3.7358 | 0 | 0 | 3.7358 | 22.7522 | 0 | 0 | 22.7522 | 0 | 0.090528 | 0 | 0 | 0.44841 | 0.016867 | 0.0071046 | 0.049413 | 0.062764 | 0.038324 | 0 | 0.0014515 | 0.44841 | 0.18196 | 70.6 | 0 | Electricity | 50 | 0.757 | [5 empty] | 0.162 | 0.247 | 2.2 | 1.9 | 2 | 54.5756 | Toronto Pearson Intl AP | CAN | 382 | 3615 | 43.677 | -79.631 | 5 | 3890 | ON | CAN_AB_Abee.AgDM.712850_CWEC2020.epw | 0.24877 | 1092.453 | 20.3815 | 54.5756 | 38.7373 | 19.9629 | TRUE | FALSE | TRUE | FALSE | 12.4492 | -21.7135 | -1 | 1.5605 | 0.01344 | 570.37 | 0 | 116.1128 | 7.9599 | 0.068553 | 2909.34 | 0.1 | 2025-01-22 17:00:08 -0500 | dc55d9ddb | 0.6.3 | 0.44841 | 0 | 0 | 0.25 | 0.25 | 0.07462 | 6.3175e-05 | 8.5149e-05 | 6245087.209 | 0.32249 | 0.00027303 | 0.00036799 | 26989849.6875 | 0.028438 | 2.4076e-05 | 3.245e-05 | 2380007.4609 | 564 | 0 | 0 | 0 |  | Electricity
0 | DifferentialEnthalpy | NECB_Default | CO2_based_DCV | HS13_ASHP_VRF | Plate-All | 0.138 | 0.21 | 0.3 | 0.4 | 2.2 | NECB_Default | add_nv | NECB_Default | 180 | Natural Gas Direct Vent with Electric Ignition | NECB_Default | lhs | NECB_Default | NECB_Default | MidriseApartment | NECB_Default | NECB_Default | NECB_Default | NECB_Default | CAN_AB_Abee.AgDM.712850_CWEC2020.epw | NECB_Default | NECB_Default | NECB_Default | NECB_Default | NECB_Default | NECB_Default | NECB_Default | NECB_Default | LED | NECB_Default | NECB_Default | NECB_Default | NECB_Default | NECB_Default | NECB_Default | NECB_Default | NECB_Default | NECB_Default | ElectricityHPElecBackup | NECB_Default | NECB_Default | NECB_Default | NECB_Default | 1 | 1 | 1 | NECB_Default | NECB_Default | NECB_Default | NECB2017 | 0d60bfb5-9bf9-4033-b939-ea85f01348bc | f2e12f84-ea0a-4715-acbe-730cac1de648 | Toronto_MidR_Elec_New | local_managed_aws_workers | sampling-lhs | TRUE | 0d60bfb5-9bf9-4033-b939-ea85f01348bc | 834599497928 | :adv_dx_units: NECB_Default :airloop_economizer_type: DifferentialEnthalpy :algorithm_type: sampling-lhs :analysis_id: f2e12f84-ea0a-4715-acbe-730cac1de648 :analysis_name: Toronto_MidR_Elec_New :baseline_system_zones_map_option: NECB_Default :boiler_eff: NECB_Default :building_type: MidriseApartment :chiller_type: NECB_Default :compute_environment: local_managed_aws_workers :datapoint_id: 0d60bfb5-9bf9-4033-b939-ea85f01348bc :daylighting_type: NECB_Default :dcv_type: CO2_based_DCV :door_construction_cond: NECB_Default :ecm_system_name: HS13_ASHP_VRF :electrical_loads_scale: NECB_Default :epw_file: CAN_ON_Toronto.Pearson.Intl.AP.716240_CWEC2016.epw :erv_package: Plate-All :ext_floor_cond: NECB_Default :ext_roof_cond: '0.138' :ext_wall_cond: '0.21' :fdwr_set: '0.3' :fixed_wind_solar_trans: '0.4' :fixed_window_cond: '2.2' :furnace_eff: NECB_Default :glass_door_cond: NECB_Default :glass_door_solar_trans: NECB_Default :ground_floor_cond: NECB_Default :ground_roof_cond: NECB_Default :ground_wall_cond: NECB_Default :infiltration_scale: NECB_Default :job_id: 0d60bfb5-9bf9-4033-b939-ea85f01348bc :lights_scale: NECB_Default :lights_type: LED :npv_discount_rate: NECB_Default :npv_end_year: NECB_Default :npv_start_year: NECB_Default :nv_delta_temp_in_out: NECB_Default :nv_opening_fraction: NECB_Default :nv_temp_out_min: NECB_Default :nv_type: add_nv :oa_scale: NECB_Default :occupancy_loads_scale: NECB_Default :output_meters: - frequency: hourly name: NaturalGas:Facility - frequency: hourly name: Electricity:Facility - frequency: hourly name: ElectricityNet:Facility - frequency: hourly name: FuelOil#2:Facility :output_variables: [] :overhead_door_cond: NECB_Default :primary_heating_fuel: Electricity :pv_ground_azimuth_angle: NECB_Default :pv_ground_module_description: NECB_Default :pv_ground_tilt_angle: NECB_Default :pv_ground_total_area_pv_panels_m2: NECB_Default :pv_ground_type: add_pv_ground :rotation_degrees: '180.0' :run_annual_simulation: true :s3_bucket: '834599497928' :scale_x: 1.0 :scale_y: 1.0 :scale_z: 1.0 :scenario: lhs :shw_eff: Natural Gas Direct Vent with Electric Ignition :shw_scale: NECB_Default :skylight_cond: NECB_Default :skylight_solar_trans: NECB_Default :srr_set: NECB_Default :template: NECB2017 | https://s3.console.aws.amazon.com/s3/buckets/834599497928?region=ca-central-1&prefix=nshirzad_frontend/Toronto_MidR_Elec_New/sampling-lhs/run/0d60bfb5-9bf9-4033-b939-ea85f01348bc/ | 1d6db30d-b09f-4e21-a881-1e8d5a886f3c | 0d60bfb5-9bf9-4033-b939-ea85f01348bc | SUCCEEDED | 768.507 | 0.14234 | 0.00012051 | 0.00016243 | 11912993 | 0.051636 | 4.3716e-05 | 5.8922e-05 | 4321502.5938 | 75.8361 | 18.27 | 3134.61 | 2325.6934 | 30 | MidriseApartment |  |  | 2 | MidriseApartment | 4 |  | 4 | NECB2017 | 0.24343 | 9553.8375 | 9.2376 | 282.0756 | 155.1121 | 46.3841 | 0 | 26.6071 | 0 | 898.3861 | 79.393 | TORONTO | ONTARIO | 3.1177 | 0 | 0 | 3.1177 | 18.9875 | 0 | 0 | 18.9875 | 0 | 0.03655 | 0 | 0 | 0.37421 | 0.012509 | 0.00011485 | 0.040541 | 0.062764 | 0.038324 | 0 | 0.0014515 | 0.37421 | 0.18196 | 62.4629 | 0 | Electricity | 30 | 0.757 | [5 empty] | 0.138 | 0.21 | 2.2 | 1.9 | 2 | 48.0108 | Toronto Pearson Intl AP | CAN | 382 | 3615 | 43.677 | -79.631 | 5 | 3890 | ON | CAN_AB_Abee.AgDM.712850_CWEC2020.epw | 0.17458 | 1048.8868 | 9.2376 | 48.0108 | 38.7372 | 19.9629 | TRUE | TRUE | TRUE | FALSE | 12.4492 | -21.7135 | -1 | 1.5605 | 0.01344 | 570.37 | 0 | 116.1128 | 7.9599 | 0.068553 | 2909.34 | 0.1 | 2025-01-22 17:00:53 -0500 | dc55d9ddb | 0.6.3 | 0.37421 | 99.5 | 99.5 | 0 | 0 | 0.07462 | 6.3175e-05 | 8.5149e-05 | 6245087.209 | 0.10227 | 8.6588e-05 | 0.0001167 | 8559488.5781 | 0.051636 | 4.3716e-05 | 5.8922e-05 | 4321502.6602 | 515 | 0 | 0 | 0 |  | Electricity
0 | DifferentialEnthalpy | NECB_Default | No_DCV | NECB_Default | Rotary-All | 0.183 | 0.247 | 0.2 | 0.3 | 2.2 | NECB 85% Efficient Condensing Gas Furnace | NECB_Default | NECB_Default | 180 | NECB_Default | 0.08 | lhs | NECB_Default | NECB_Default | MidriseApartment | NECB_Default | NECB_Default | NECB_Default | NECB_Default | CAN_AB_Abee.AgDM.712850_CWEC2020.epw | NECB_Default | NECB_Default | NECB_Default | NECB_Default | NECB_Default | NECB_Default | NECB_Default | NECB_Default | LED | NECB_Default | NECB_Default | NECB_Default | NECB_Default | NECB_Default | NECB_Default | NECB_Default | NECB_Default | NECB_Default | Electricity | NECB_Default | NECB_Default | NECB_Default | NECB_Default | 1 | 1 | 1 | NECB_Default | NECB_Default | NECB_Default | NECB2017 | b34b0747-f74b-4a22-a808-55df939a640a | f2e12f84-ea0a-4715-acbe-730cac1de648 | Toronto_MidR_Elec_New | local_managed_aws_workers | sampling-lhs | TRUE | b34b0747-f74b-4a22-a808-55df939a640a | 834599497928 | :adv_dx_units: NECB_Default :airloop_economizer_type: DifferentialEnthalpy :algorithm_type: sampling-lhs :analysis_id: f2e12f84-ea0a-4715-acbe-730cac1de648 :analysis_name: Toronto_MidR_Elec_New :baseline_system_zones_map_option: NECB_Default :boiler_eff: NECB_Default :building_type: MidriseApartment :chiller_type: NECB_Default :compute_environment: local_managed_aws_workers :datapoint_id: b34b0747-f74b-4a22-a808-55df939a640a :daylighting_type: NECB_Default :dcv_type: No_DCV :door_construction_cond: NECB_Default :ecm_system_name: NECB_Default :electrical_loads_scale: NECB_Default :epw_file: CAN_ON_Toronto.Pearson.Intl.AP.716240_CWEC2016.epw :erv_package: Rotary-All :ext_floor_cond: NECB_Default :ext_roof_cond: '0.183' :ext_wall_cond: '0.247' :fdwr_set: '0.2' :fixed_wind_solar_trans: '0.3' :fixed_window_cond: '2.2' :furnace_eff: NECB 85% Efficient Condensing Gas Furnace :glass_door_cond: NECB_Default :glass_door_solar_trans: NECB_Default :ground_floor_cond: NECB_Default :ground_roof_cond: NECB_Default :ground_wall_cond: NECB_Default :infiltration_scale: NECB_Default :job_id: b34b0747-f74b-4a22-a808-55df939a640a :lights_scale: NECB_Default :lights_type: LED :npv_discount_rate: NECB_Default :npv_end_year: NECB_Default :npv_start_year: NECB_Default :nv_delta_temp_in_out: NECB_Default :nv_opening_fraction: NECB_Default :nv_temp_out_min: NECB_Default :nv_type: NECB_Default :oa_scale: NECB_Default :occupancy_loads_scale: NECB_Default :output_meters: - frequency: hourly name: NaturalGas:Facility - frequency: hourly name: Electricity:Facility - frequency: hourly name: ElectricityNet:Facility - frequency: hourly name: FuelOil#2:Facility :output_variables: [] :overhead_door_cond: NECB_Default :primary_heating_fuel: Electricity :pv_ground_azimuth_angle: NECB_Default :pv_ground_module_description: NECB_Default :pv_ground_tilt_angle: NECB_Default :pv_ground_total_area_pv_panels_m2: NECB_Default :pv_ground_type: add_pv_ground :rotation_degrees: '180.0' :run_annual_simulation: true :s3_bucket: '834599497928' :scale_x: 1.0 :scale_y: 1.0 :scale_z: 1.0 :scenario: lhs :shw_eff: NECB_Default :shw_scale: NECB_Default :skylight_cond: NECB_Default :skylight_solar_trans: NECB_Default :srr_set: '0.08' :template: NECB2017 | https://s3.console.aws.amazon.com/s3/buckets/834599497928?region=ca-central-1&prefix=nshirzad_frontend/Toronto_MidR_Elec_New/sampling-lhs/run/b34b0747-f74b-4a22-a808-55df939a640a/ | 2dd2c797-da88-410f-ab89-d6121435fc60 | b34b0747-f74b-4a22-a808-55df939a640a | SUCCEEDED | 512.0873 | 0.55416 | 0.00046916 | 0.00063235 | 46378215 | 0 | 0 | 0 | 0 | 114.7591 | 39.5273 | 3134.61 | 2325.6934 | 20 | MidriseApartment |  |  | 8 | MidriseApartment | 4 |  | 4 | NECB2017 | 0.24343 | 9553.8375 | 10.8533 | 267.8257 | 42.2825 | 46.3841 | 0 | 26.6071 | 0 | 737.5575 | 45.6436 | TORONTO | ONTARIO | 4.2946 | 0 | 0 | 4.2946 | 26.1552 | 0 | 0 | 26.1552 | 0 | 0.042796 | 0 | 0 | 0.51548 | 0.044631 | 0.0012569 | 0.1423 | 0.062764 | 0.038324 | 0 | 0.0014515 | 0.51548 | 0.18196 | 69.2809 | 0 | Electricity | 20 | 0.757 | [5 empty] | 0.183 | 0.247 | 2.2 | 1.9 | 8 | 50.6394 | Toronto Pearson Intl AP | CAN | 382 | 3615 | 43.677 | -79.631 | 5 | 3890 | ON | CAN_AB_Abee.AgDM.712850_CWEC2020.epw | 0.31584 | 1009.8347 | 10.8533 | 50.6394 | 38.7373 | 19.9629 | TRUE | TRUE | FALSE | FALSE | 12.4492 | -21.7135 | -1 | 1.5605 | 0.01344 | 570.37 | 0 | 116.1128 | 7.9599 | 0.068553 | 2909.34 | 0.1 | 2025-01-22 17:08:26 -0500 | dc55d9ddb | 0.6.3 | 0.51548 | 1074.5 | 1074.5 | 0 | 0 | 0.07462 | 6.3175e-05 | 8.5149e-05 | 6245087.209 | 0.39818 | 0.00033711 | 0.00045436 | 33324472.4375 | 0 | 0 | 0 | 0 | 171 | 0 | 0 | 0 |  | Electricity
0 | NECB_Default | NECB_Default | Occupancy_based_DCV | HS12_ASHP_Baseboard | Plate-All | 0.183 | 0.21 | 0.6 | 0.3 | 2.2 | NECB_Default | add_nv | NECB_Default | 180 | Natural Gas Direct Vent with Electric Ignition | 0.03 | lhs | NECB_Default | NECB_Default | MidriseApartment | NECB_Default | NECB_Default | NECB_Default | NECB_Default | CAN_AB_Abee.AgDM.712850_CWEC2020.epw | NECB_Default | NECB_Default | NECB_Default | NECB_Default | NECB_Default | NECB_Default | NECB_Default | NECB_Default | LED | NECB_Default | NECB_Default | NECB_Default | NECB_Default | NECB_Default | NECB_Default | NECB_Default | NECB_Default | NECB_Default | ElectricityHPElecBackup | NECB_Default | NECB_Default | NECB_Default | NECB_Default | 1 | 1 | 1 | NECB_Default | NECB_Default | NECB_Default | NECB2017 | 1eb292b5-79cf-47cf-ad14-05364a70fd2e | f2e12f84-ea0a-4715-acbe-730cac1de648 | Toronto_MidR_Elec_New | local_managed_aws_workers | sampling-lhs | TRUE | 1eb292b5-79cf-47cf-ad14-05364a70fd2e | 834599497928 | :adv_dx_units: NECB_Default :airloop_economizer_type: NECB_Default :algorithm_type: sampling-lhs :analysis_id: f2e12f84-ea0a-4715-acbe-730cac1de648 :analysis_name: Toronto_MidR_Elec_New :baseline_system_zones_map_option: NECB_Default :boiler_eff: NECB_Default :building_type: MidriseApartment :chiller_type: NECB_Default :compute_environment: local_managed_aws_workers :datapoint_id: 1eb292b5-79cf-47cf-ad14-05364a70fd2e :daylighting_type: NECB_Default :dcv_type: Occupancy_based_DCV :door_construction_cond: NECB_Default :ecm_system_name: HS12_ASHP_Baseboard :electrical_loads_scale: NECB_Default :epw_file: CAN_ON_Toronto.Pearson.Intl.AP.716240_CWEC2016.epw :erv_package: Plate-All :ext_floor_cond: NECB_Default :ext_roof_cond: '0.183' :ext_wall_cond: '0.21' :fdwr_set: '0.6' :fixed_wind_solar_trans: '0.3' :fixed_window_cond: '2.2' :furnace_eff: NECB_Default :glass_door_cond: NECB_Default :glass_door_solar_trans: NECB_Default :ground_floor_cond: NECB_Default :ground_roof_cond: NECB_Default :ground_wall_cond: NECB_Default :infiltration_scale: NECB_Default :job_id: 1eb292b5-79cf-47cf-ad14-05364a70fd2e :lights_scale: NECB_Default :lights_type: LED :npv_discount_rate: NECB_Default :npv_end_year: NECB_Default :npv_start_year: NECB_Default :nv_delta_temp_in_out: NECB_Default :nv_opening_fraction: NECB_Default :nv_temp_out_min: NECB_Default :nv_type: add_nv :oa_scale: NECB_Default :occupancy_loads_scale: NECB_Default :output_meters: - frequency: hourly name: NaturalGas:Facility - frequency: hourly name: Electricity:Facility - frequency: hourly name: ElectricityNet:Facility - frequency: hourly name: FuelOil#2:Facility :output_variables: [] :overhead_door_cond: NECB_Default :primary_heating_fuel: Electricity :pv_ground_azimuth_angle: NECB_Default :pv_ground_module_description: NECB_Default :pv_ground_tilt_angle: NECB_Default :pv_ground_total_area_pv_panels_m2: NECB_Default :pv_ground_type: NECB_Default :rotation_degrees: '180.0' :run_annual_simulation: true :s3_bucket: '834599497928' :scale_x: 1.0 :scale_y: 1.0 :scale_z: 1.0 :scenario: lhs :shw_eff: Natural Gas Direct Vent with Electric Ignition :shw_scale: NECB_Default :skylight_cond: NECB_Default :skylight_solar_trans: NECB_Default :srr_set: '0.03' :template: NECB2017 | https://s3.console.aws.amazon.com/s3/buckets/834599497928?region=ca-central-1&prefix=nshirzad_frontend/Toronto_MidR_Elec_New/sampling-lhs/run/1eb292b5-79cf-47cf-ad14-05364a70fd2e/ | 29720449-fd0b-4f11-8b7b-5491a4414367 | 1eb292b5-79cf-47cf-ad14-05364a70fd2e | SUCCEEDED | 537.5775 | 0.40525 | 0.0003431 | 0.00046243 | 33916104.5 | 0.046416 | 3.9297e-05 | 5.2965e-05 | 3884622.7969 | 102.8827 | 23.813 | 3134.61 | 2325.6934 | 60 | MidriseApartment |  |  | 3 | MidriseApartment | 4 |  | 4 | NECB2017 | 0.24343 | 9553.8375 | 14.5632 | 302.4947 | 53.4676 | 46.3841 | 0 | 26.6071 | 0 | 510.9063 | 81.9528 | TORONTO | ONTARIO | 3.9816 | 0 | 0 | 3.9816 | 24.2488 | 0 | 0 | 24.2488 | 0 | 0.054855 | 0 | 0 | 0.4779 | 0.053222 | 0.0064378 | 0.078887 | 0.062764 | 0.038324 | 0 | 0.0014515 | 0.4779 | 0.18196 | 74.2612 | 0 | Electricity | 60 | 0.757 | [5 empty] | 0.183 | 0.21 | 2.2 | 1.9 | 3 | 56.9478 | Toronto Pearson Intl AP | CAN | 382 | 3615 | 43.677 | -79.631 | 5 | 3890 | ON | CAN_AB_Abee.AgDM.712850_CWEC2020.epw | 0.4779 | 922.8911 | 14.5632 | 56.9478 | 38.7372 | 19.9629 | TRUE | FALSE | FALSE | FALSE | 12.4492 | -21.7135 | -1 | 1.5605 | 0.01344 | 570.38 | 0 | 116.1128 | 7.9599 | 0.068553 | 2909.34 | 0.1 | 2025-01-22 17:12:19 -0500 | dc55d9ddb | 0.6.3 | 0.4779 | 791.25 | 791.25 | 0 | 0 | 0.07462 | 6.3175e-05 | 8.5149e-05 | 6245087.209 | 0.29117 | 0.00024651 | 0.00033225 | 24368458.4375 | 0.046416 | 3.9297e-05 | 5.2965e-05 | 3884622.7891 | 572 | 0 | 0 | 0 |  | Electricity
0 | DifferentialDryBulb | NECB_Default | No_DCV | HS12_ASHP_Baseboard | Plate-Existing | 0.183 | 0.278 | 0.2 | 0.4 | 2.4 | NECB_Default | NECB_Default | NECB_Default | 90 | Natural Gas Direct Vent with Electric Ignition | NECB_Default | lhs | NECB_Default | NECB_Default | MidriseApartment | NECB_Default | NECB_Default | NECB_Default | NECB_Default | CAN_AB_Abee.AgDM.712850_CWEC2020.epw | NECB_Default | NECB_Default | NECB_Default | NECB_Default | NECB_Default | NECB_Default | NECB_Default | NECB_Default | LED | NECB_Default | NECB_Default | NECB_Default | NECB_Default | NECB_Default | NECB_Default | NECB_Default | NECB_Default | NECB_Default | ElectricityHPElecBackup | NECB_Default | NECB_Default | NECB_Default | NECB_Default | 1 | 1 | 1 | NECB_Default | NECB_Default | NECB_Default | NECB2017 | 286e476b-11b7-4448-b07f-0b1d56eb042e | f2e12f84-ea0a-4715-acbe-730cac1de648 | Toronto_MidR_Elec_New | local_managed_aws_workers | sampling-lhs | TRUE | 286e476b-11b7-4448-b07f-0b1d56eb042e | 834599497928 | :adv_dx_units: NECB_Default :airloop_economizer_type: DifferentialDryBulb :algorithm_type: sampling-lhs :analysis_id: f2e12f84-ea0a-4715-acbe-730cac1de648 :analysis_name: Toronto_MidR_Elec_New :baseline_system_zones_map_option: NECB_Default :boiler_eff: NECB_Default :building_type: MidriseApartment :chiller_type: NECB_Default :compute_environment: local_managed_aws_workers :datapoint_id: 286e476b-11b7-4448-b07f-0b1d56eb042e :daylighting_type: NECB_Default :dcv_type: No_DCV :door_construction_cond: NECB_Default :ecm_system_name: HS12_ASHP_Baseboard :electrical_loads_scale: NECB_Default :epw_file: CAN_ON_Toronto.Pearson.Intl.AP.716240_CWEC2016.epw :erv_package: Plate-Existing :ext_floor_cond: NECB_Default :ext_roof_cond: '0.183' :ext_wall_cond: '0.278' :fdwr_set: '0.2' :fixed_wind_solar_trans: '0.4' :fixed_window_cond: '2.4' :furnace_eff: NECB_Default :glass_door_cond: NECB_Default :glass_door_solar_trans: NECB_Default :ground_floor_cond: NECB_Default :ground_roof_cond: NECB_Default :ground_wall_cond: NECB_Default :infiltration_scale: NECB_Default :job_id: 286e476b-11b7-4448-b07f-0b1d56eb042e :lights_scale: NECB_Default :lights_type: LED :npv_discount_rate: NECB_Default :npv_end_year: NECB_Default :npv_start_year: NECB_Default :nv_delta_temp_in_out: NECB_Default :nv_opening_fraction: NECB_Default :nv_temp_out_min: NECB_Default :nv_type: NECB_Default :oa_scale: NECB_Default :occupancy_loads_scale: NECB_Default :output_meters: - frequency: hourly name: NaturalGas:Facility - frequency: hourly name: Electricity:Facility - frequency: hourly name: ElectricityNet:Facility - frequency: hourly name: FuelOil#2:Facility :output_variables: [] :overhead_door_cond: NECB_Default :primary_heating_fuel: Electricity :pv_ground_azimuth_angle: NECB_Default :pv_ground_module_description: NECB_Default :pv_ground_tilt_angle: NECB_Default :pv_ground_total_area_pv_panels_m2: NECB_Default :pv_ground_type: add_pv_ground :rotation_degrees: '90.0' :run_annual_simulation: true :s3_bucket: '834599497928' :scale_x: 1.0 :scale_y: 1.0 :scale_z: 1.0 :scenario: lhs :shw_eff: Natural Gas Direct Vent with Electric Ignition :shw_scale: NECB_Default :skylight_cond: NECB_Default :skylight_solar_trans: NECB_Default :srr_set: NECB_Default :template: NECB2017 | https://s3.console.aws.amazon.com/s3/buckets/834599497928?region=ca-central-1&prefix=nshirzad_frontend/Toronto_MidR_Elec_New/sampling-lhs/run/286e476b-11b7-4448-b07f-0b1d56eb042e/ | 47004908-c87d-45fc-af97-6a27f5a34de7 | 286e476b-11b7-4448-b07f-0b1d56eb042e | SUCCEEDED | 506.0835 | 0.55627 | 0.00047095 | 0.00063476 | 46554886 | 0 | 0 | 0 | 0 | 102.1552 | 40.0865 | 3134.61 | 2325.6934 | 20 | MidriseApartment |  |  | 2 | MidriseApartment | 4 |  | 4 | NECB2017 | 0.24343 | 9553.8375 | 10.1269 | 249.1528 | 45.6031 | 46.3841 | 0 | 26.6071 | 0 | 724.3762 | 47.8149 | TORONTO | ONTARIO | 3.9141 | 0 | 0 | 3.9141 | 23.8381 | 0 | 0 | 23.8381 | 0 | 0.040662 | 0 | 0 | 0.46981 | 0.040219 | 0.00096663 | 0.10347 | 0.062764 | 0.038324 | 0 | 0.0014515 | 0.46981 | 0.18196 | 69.3334 | 0 | Electricity | 20 | 0.757 | [5 empty] | 0.183 | 0.278 | 2.4 | 1.9 | 2 | 50.2623 | Toronto Pearson Intl AP | CAN | 382 | 3615 | 43.677 | -79.631 | 5 | 3890 | ON | CAN_AB_Abee.AgDM.712850_CWEC2020.epw | 0.27017 | 957.2826 | 10.1269 | 50.2623 | 38.7373 | 19.9629 | TRUE | TRUE | FALSE | FALSE | 12.4492 | -21.7135 | -1 | 1.5605 | 0.01344 | 570.37 | 0 | 116.1128 | 7.9599 | 0.068553 | 2909.34 | 0.1 | 2025-01-22 17:06:44 -0500 | dc55d9ddb | 0.6.3 | 0.46981 | 602 | 602 | 0 | 0 | 0.07462 | 6.3175e-05 | 8.5149e-05 | 6245087.209 | 0.39967 | 0.00033837 | 0.00045606 | 33449131.375 | 0 | 0 | 0 | 0 | 170 | 0 | 0 | 0 |  | Electricity
0 | DifferentialEnthalpy | NECB_Default | No_DCV | HS09_CCASHP_Baseboard | Rotary-Existing | 0.183 | 0.183 | 0.1 | 0.6 | 1.6 | NECB 85% Efficient Condensing Gas Furnace | NECB_Default | NECB_Default | 270 | Natural Gas Power Vent with Electric Ignition | 0.1 | lhs | NECB_Default | NECB_Default | MidriseApartment | NECB_Default | NECB_Default | NECB_Default | NECB_Default | CAN_AB_Abee.AgDM.712850_CWEC2020.epw | NECB_Default | NECB_Default | NECB_Default | NECB_Default | NECB_Default | NECB_Default | NECB_Default | NECB_Default | LED | NECB_Default | NECB_Default | NECB_Default | NECB_Default | NECB_Default | NECB_Default | NECB_Default | NECB_Default | NECB_Default | ElectricityHPElecBackup | NECB_Default | NECB_Default | NECB_Default | NECB_Default | 1 | 1 | 1 | NECB_Default | NECB_Default | NECB_Default | NECB2017 | a297c301-629f-40ee-ab60-b5d1f8eab49a | f2e12f84-ea0a-4715-acbe-730cac1de648 | Toronto_MidR_Elec_New | local_managed_aws_workers | sampling-lhs | TRUE | a297c301-629f-40ee-ab60-b5d1f8eab49a | 834599497928 | :adv_dx_units: NECB_Default :airloop_economizer_type: DifferentialEnthalpy :algorithm_type: sampling-lhs :analysis_id: f2e12f84-ea0a-4715-acbe-730cac1de648 :analysis_name: Toronto_MidR_Elec_New :baseline_system_zones_map_option: NECB_Default :boiler_eff: NECB_Default :building_type: MidriseApartment :chiller_type: NECB_Default :compute_environment: local_managed_aws_workers :datapoint_id: a297c301-629f-40ee-ab60-b5d1f8eab49a :daylighting_type: NECB_Default :dcv_type: No_DCV :door_construction_cond: NECB_Default :ecm_system_name: HS09_CCASHP_Baseboard :electrical_loads_scale: NECB_Default :epw_file: CAN_ON_Toronto.Pearson.Intl.AP.716240_CWEC2016.epw :erv_package: Rotary-Existing :ext_floor_cond: NECB_Default :ext_roof_cond: '0.183' :ext_wall_cond: '0.183' :fdwr_set: '0.1' :fixed_wind_solar_trans: '0.6' :fixed_window_cond: '1.6' :furnace_eff: NECB 85% Efficient Condensing Gas Furnace :glass_door_cond: NECB_Default :glass_door_solar_trans: NECB_Default :ground_floor_cond: NECB_Default :ground_roof_cond: NECB_Default :ground_wall_cond: NECB_Default :infiltration_scale: NECB_Default :job_id: a297c301-629f-40ee-ab60-b5d1f8eab49a :lights_scale: NECB_Default :lights_type: LED :npv_discount_rate: NECB_Default :npv_end_year: NECB_Default :npv_start_year: NECB_Default :nv_delta_temp_in_out: NECB_Default :nv_opening_fraction: NECB_Default :nv_temp_out_min: NECB_Default :nv_type: NECB_Default :oa_scale: NECB_Default :occupancy_loads_scale: NECB_Default :output_meters: - frequency: hourly name: NaturalGas:Facility - frequency: hourly name: Electricity:Facility - frequency: hourly name: ElectricityNet:Facility - frequency: hourly name: FuelOil#2:Facility :output_variables: [] :overhead_door_cond: NECB_Default :primary_heating_fuel: Electricity :pv_ground_azimuth_angle: NECB_Default :pv_ground_module_description: NECB_Default :pv_ground_tilt_angle: NECB_Default :pv_ground_total_area_pv_panels_m2: NECB_Default :pv_ground_type: NECB_Default :rotation_degrees: '270.0' :run_annual_simulation: true :s3_bucket: '834599497928' :scale_x: 1.0 :scale_y: 1.0 :scale_z: 1.0 :scenario: lhs :shw_eff: Natural Gas Power Vent with Electric Ignition :shw_scale: NECB_Default :skylight_cond: NECB_Default :skylight_solar_trans: NECB_Default :srr_set: '0.1' :template: NECB2017 | https://s3.console.aws.amazon.com/s3/buckets/834599497928?region=ca-central-1&prefix=nshirzad_frontend/Toronto_MidR_Elec_New/sampling-lhs/run/a297c301-629f-40ee-ab60-b5d1f8eab49a/ | ccfcde58-41a3-4c02-8826-847c0ce91afa | a297c301-629f-40ee-ab60-b5d1f8eab49a | SUCCEEDED | 499.6657 | 0.56451 | 0.00047793 | 0.00064417 | 47245133 | 0 | 0 | 0 | 0 | 95.952 | 35.4253 | 3134.61 | 2325.6934 | 10 | MidriseApartment |  |  | 10 | MidriseApartment | 4 |  | 4 | NECB2017 | 0.24343 | 9553.8375 | 11.2347 | 287.296 | 42.4174 | 46.3841 | 0 | 26.6071 | 0 | 459.9749 | 57.27 | TORONTO | ONTARIO | 3.7301 | 0 | 0 | 3.7301 | 22.7175 | 0 | 0 | 22.7175 | 0 | 0.053535 | 0 | 0 | 0.44772 | 0.043428 | 0.0012091 | 0.065054 | 0.062764 | 0.038324 | 0 | 0.0014515 | 0.44772 | 0.18196 | 57.0921 | 0 | Electricity | 10 | 0.757 | [5 empty] | 0.183 | 0.183 | 1.6 | 1.9 | 10 | 37.0024 | Toronto Pearson Intl AP | CAN | 382 | 3615 | 43.677 | -79.631 | 5 | 3890 | ON | CAN_AB_Abee.AgDM.712850_CWEC2020.epw | 0.44772 | 845.9424 | 11.2347 | 37.0024 | 38.7372 | 19.9629 | TRUE | TRUE | TRUE | FALSE | 12.4492 | -21.7135 | -1 | 1.5605 | 0.01344 | 570.37 | 0 | 116.1128 | 7.9599 | 0.068553 | 2909.34 | 0.1 | 2025-01-22 17:08:12 -0500 | dc55d9ddb | 0.6.3 | 0.44772 | 700.75 | 700.75 | 0.25 | 0.25 | 0.07462 | 6.3175e-05 | 8.5149e-05 | 6245087.209 | 0.4056 | 0.00034339 | 0.00046283 | 33945012.0625 | 0 | 0 | 0 | 0 | 177 | 0 | 0 | 0 |  | Electricity
0 | DifferentialEnthalpy | NECB_Default | No_DCV | HS11_ASHP_PTHP | Plate-All | 0.193 | 0.183 | 0.69 | 0.5 | 1.6 | NECB_Default | NECB_Default | NECB_Default | 90 | NECB_Default | 0.03 | lhs | NECB_Default | NECB_Default | MidriseApartment | NECB_Default | NECB_Default | NECB_Default | NECB_Default | CAN_AB_Abee.AgDM.712850_CWEC2020.epw | NECB_Default | NECB_Default | NECB_Default | NECB_Default | NECB_Default | NECB_Default | NECB_Default | NECB_Default | LED | NECB_Default | NECB_Default | NECB_Default | NECB_Default | NECB_Default | NECB_Default | NECB_Default | NECB_Default | NECB_Default | ElectricityHPElecBackup | NECB_Default | NECB_Default | NECB_Default | NECB_Default | 1 | 1 | 1 | NECB_Default | NECB_Default | NECB_Default | NECB2017 | 9c53f5f4-3e46-44aa-b196-056153470f60 | f2e12f84-ea0a-4715-acbe-730cac1de648 | Toronto_MidR_Elec_New | local_managed_aws_workers | sampling-lhs | TRUE | 9c53f5f4-3e46-44aa-b196-056153470f60 | 834599497928 | :adv_dx_units: NECB_Default :airloop_economizer_type: DifferentialEnthalpy :algorithm_type: sampling-lhs :analysis_id: f2e12f84-ea0a-4715-acbe-730cac1de648 :analysis_name: Toronto_MidR_Elec_New :baseline_system_zones_map_option: NECB_Default :boiler_eff: NECB_Default :building_type: MidriseApartment :chiller_type: NECB_Default :compute_environment: local_managed_aws_workers :datapoint_id: 9c53f5f4-3e46-44aa-b196-056153470f60 :daylighting_type: NECB_Default :dcv_type: No_DCV :door_construction_cond: NECB_Default :ecm_system_name: HS11_ASHP_PTHP :electrical_loads_scale: NECB_Default :epw_file: CAN_ON_Toronto.Pearson.Intl.AP.716240_CWEC2016.epw :erv_package: Plate-All :ext_floor_cond: NECB_Default :ext_roof_cond: '0.193' :ext_wall_cond: '0.183' :fdwr_set: '0.69' :fixed_wind_solar_trans: '0.5' :fixed_window_cond: '1.6' :furnace_eff: NECB_Default :glass_door_cond: NECB_Default :glass_door_solar_trans: NECB_Default :ground_floor_cond: NECB_Default :ground_roof_cond: NECB_Default :ground_wall_cond: NECB_Default :infiltration_scale: NECB_Default :job_id: 9c53f5f4-3e46-44aa-b196-056153470f60 :lights_scale: NECB_Default :lights_type: LED :npv_discount_rate: NECB_Default :npv_end_year: NECB_Default :npv_start_year: NECB_Default :nv_delta_temp_in_out: NECB_Default :nv_opening_fraction: NECB_Default :nv_temp_out_min: NECB_Default :nv_type: NECB_Default :oa_scale: NECB_Default :occupancy_loads_scale: NECB_Default :output_meters: - frequency: hourly name: NaturalGas:Facility - frequency: hourly name: Electricity:Facility - frequency: hourly name: ElectricityNet:Facility - frequency: hourly name: FuelOil#2:Facility :output_variables: [] :overhead_door_cond: NECB_Default :primary_heating_fuel: Electricity :pv_ground_azimuth_angle: NECB_Default :pv_ground_module_description: NECB_Default :pv_ground_tilt_angle: NECB_Default :pv_ground_total_area_pv_panels_m2: NECB_Default :pv_ground_type: NECB_Default :rotation_degrees: '90.0' :run_annual_simulation: true :s3_bucket: '834599497928' :scale_x: 1.0 :scale_y: 1.0 :scale_z: 1.0 :scenario: lhs :shw_eff: NECB_Default :shw_scale: NECB_Default :skylight_cond: NECB_Default :skylight_solar_trans: NECB_Default :srr_set: '0.03' :template: NECB2017 | https://s3.console.aws.amazon.com/s3/buckets/834599497928?region=ca-central-1&prefix=nshirzad_frontend/Toronto_MidR_Elec_New/sampling-lhs/run/9c53f5f4-3e46-44aa-b196-056153470f60/ | 1eec1652-3ca9-4b49-a7c4-0a8ee31b4d74 | 9c53f5f4-3e46-44aa-b196-056153470f60 | SUCCEEDED | 785.8791 | 0.4928 | 0.00041722 | 0.00056234 | 41243594.5 | 0 | 0 | 0 | 0 | 116.8451 | 48.9862 | 3134.61 | 2325.6934 | 69 | MidriseApartment |  |  | 3 | MidriseApartment | 4 |  | 4 | NECB2017 | 0.24343 | 9553.8375 | 23.0186 | 411.1491 | 171.4382 | 46.3841 | 0 | 26.6071 | 0 | 697.3289 | 41.7503 | TORONTO | ONTARIO | 4.3555 | 0 | 0 | 4.3555 | 26.5263 | 0 | 0 | 26.5263 | 0 | 0.10364 | 0 | 0 | 0.52279 | 0.018573 | 0.0010591 | 0.11502 | 0.062764 | 0.038324 | 0 | 0.0014515 | 0.52279 | 0.18196 | 79.2932 | 0 | Electricity | 69 | 0.757 | [5 empty] | 0.193 | 0.183 | 1.6 | 1.9 | 3 | 62.7371 | Toronto Pearson Intl AP | CAN | 382 | 3615 | 43.677 | -79.631 | 5 | 3890 | ON | CAN_AB_Abee.AgDM.712850_CWEC2020.epw | 0.52279 | 1148.0114 | 23.0186 | 62.7371 | 38.7372 | 19.9629 | TRUE | FALSE | FALSE | FALSE | 12.4492 | -21.7135 | -1 | 1.5605 | 0.01344 | 570.37 | 0 | 116.1128 | 7.9599 | 0.068553 | 2909.34 | 0.1 | 2025-01-22 17:14:14 -0500 | dc55d9ddb | 0.6.3 | 0.52279 | 0 | 0 | 0.25 | 0.25 | 0.07462 | 6.3175e-05 | 8.5149e-05 | 6245087.209 | 0.35407 | 0.00029977 | 0.00040403 | 29632944.0625 | 0 | 0 | 0 | 0 | 184 | 0 | 0 | 0 |  | Electricity
0 | DifferentialDryBulb | Viessmann Vitocrossal 300 CT3-17 96.2% Efficient Condensing Gas Boiler | No_DCV | HS12_ASHP_Baseboard | Plate-All | 0.162 | 0.21 | 0.6 | 0.5 | 2.2 | NECB_Default | NECB_Default | NECB_Default | 0 | Natural Gas Direct Vent with Electric Ignition | 0.08 | lhs | NECB_Default | NECB_Default | MidriseApartment | NECB_Default | NECB_Default | NECB_Default | NECB_Default | CAN_AB_Abee.AgDM.712850_CWEC2020.epw | NECB_Default | NECB_Default | NECB_Default | NECB_Default | NECB_Default | NECB_Default | NECB_Default | NECB_Default | LED | NECB_Default | NECB_Default | NECB_Default | NECB_Default | NECB_Default | NECB_Default | NECB_Default | NECB_Default | NECB_Default | ElectricityHPElecBackup | NECB_Default | NECB_Default | NECB_Default | NECB_Default | 1 | 1 | 1 | NECB_Default | NECB_Default | NECB_Default | NECB2017 | 62d84396-dfab-4b97-b918-933808c0290a | f2e12f84-ea0a-4715-acbe-730cac1de648 | Toronto_MidR_Elec_New | local_managed_aws_workers | sampling-lhs | TRUE | 62d84396-dfab-4b97-b918-933808c0290a | 834599497928 | :adv_dx_units: NECB_Default :airloop_economizer_type: DifferentialDryBulb :algorithm_type: sampling-lhs :analysis_id: f2e12f84-ea0a-4715-acbe-730cac1de648 :analysis_name: Toronto_MidR_Elec_New :baseline_system_zones_map_option: NECB_Default :boiler_eff: Viessmann Vitocrossal 300 CT3-17 96.2% Efficient Condensing Gas Boiler :building_type: MidriseApartment :chiller_type: NECB_Default :compute_environment: local_managed_aws_workers :datapoint_id: 62d84396-dfab-4b97-b918-933808c0290a :daylighting_type: NECB_Default :dcv_type: No_DCV :door_construction_cond: NECB_Default :ecm_system_name: HS12_ASHP_Baseboard :electrical_loads_scale: NECB_Default :epw_file: CAN_ON_Toronto.Pearson.Intl.AP.716240_CWEC2016.epw :erv_package: Plate-All :ext_floor_cond: NECB_Default :ext_roof_cond: '0.162' :ext_wall_cond: '0.21' :fdwr_set: '0.6' :fixed_wind_solar_trans: '0.5' :fixed_window_cond: '2.2' :furnace_eff: NECB_Default :glass_door_cond: NECB_Default :glass_door_solar_trans: NECB_Default :ground_floor_cond: NECB_Default :ground_roof_cond: NECB_Default :ground_wall_cond: NECB_Default :infiltration_scale: NECB_Default :job_id: 62d84396-dfab-4b97-b918-933808c0290a :lights_scale: NECB_Default :lights_type: LED :npv_discount_rate: NECB_Default :npv_end_year: NECB_Default :npv_start_year: NECB_Default :nv_delta_temp_in_out: NECB_Default :nv_opening_fraction: NECB_Default :nv_temp_out_min: NECB_Default :nv_type: NECB_Default :oa_scale: NECB_Default :occupancy_loads_scale: NECB_Default :output_meters: - frequency: hourly name: NaturalGas:Facility - frequency: hourly name: Electricity:Facility - frequency: hourly name: ElectricityNet:Facility - frequency: hourly name: FuelOil#2:Facility :output_variables: [] :overhead_door_cond: NECB_Default :primary_heating_fuel: Electricity :pv_ground_azimuth_angle: NECB_Default :pv_ground_module_description: NECB_Default :pv_ground_tilt_angle: NECB_Default :pv_ground_total_area_pv_panels_m2: NECB_Default :pv_ground_type: add_pv_ground :rotation_degrees: '0.0' :run_annual_simulation: true :s3_bucket: '834599497928' :scale_x: 1.0 :scale_y: 1.0 :scale_z: 1.0 :scenario: lhs :shw_eff: Natural Gas Direct Vent with Electric Ignition :shw_scale: NECB_Default :skylight_cond: NECB_Default :skylight_solar_trans: NECB_Default :srr_set: '0.08' :template: NECB2017 | https://s3.console.aws.amazon.com/s3/buckets/834599497928?region=ca-central-1&prefix=nshirzad_frontend/Toronto_MidR_Elec_New/sampling-lhs/run/62d84396-dfab-4b97-b918-933808c0290a/ | 5d2adc15-5e66-4de3-adf0-fff9601ca85f | 62d84396-dfab-4b97-b918-933808c0290a | SUCCEEDED | 729.5339 | 0.64776 | 0.00054841 | 0.00073916 | 54212444 | 0 | 0 | 0 | 0 | 130.9466 | 45.656 | 3134.61 | 2325.6934 | 60 | MidriseApartment |  |  | 8 | MidriseApartment | 4 |  | 4 | NECB2017 | 0.24343 | 9553.8375 | 20.9116 | 304.7189 | 62.3708 | 46.3841 | 0 | 26.6071 | 0 | 803.9064 | 55.0113 | TORONTO | ONTARIO | 4.7775 | 0 | 0 | 4.7775 | 29.0962 | 0 | 0 | 29.0962 | 0 | 0.089443 | 0 | 0 | 0.57344 | 0.075349 | 0.00094111 | 0.1232 | 0.062764 | 0.038324 | 0 | 0.0014515 | 0.57344 | 0.18196 | 83.5571 | 0 | Electricity | 60 | 0.757 | [5 empty] | 0.162 | 0.21 | 2.2 | 1.9 | 8 | 65.0395 | Toronto Pearson Intl AP | CAN | 382 | 3615 | 43.677 | -79.631 | 5 | 3890 | ON | CAN_AB_Abee.AgDM.712850_CWEC2020.epw | 0.3738 | 1126.1494 | 20.9116 | 65.0395 | 38.7372 | 19.9629 | TRUE | FALSE | FALSE | FALSE | 12.4492 | -21.7135 | -1 | 1.5605 | 0.01344 | 570.38 | 0 | 116.1128 | 7.9599 | 0.068553 | 2909.34 | 0.1 | 2025-01-22 16:59:50 -0500 | dc55d9ddb | 0.6.3 | 0.57344 | 383 | 383 | 0 | 0 | 0.07462 | 6.3175e-05 | 8.5149e-05 | 6245087.209 | 0.46541 | 0.00039403 | 0.00053108 | 38950993.9375 | 0 | 0 | 0 | 0 | 177 | 0 | 0 | 0 |  | Electricity
0 | DifferentialDryBulb | NECB_Default | Occupancy_based_DCV | HS12_ASHP_Baseboard | Plate-All | 0.193 | 0.247 | 0.5 | 0.5 | 1.6 | NECB 85% Efficient Condensing Gas Furnace | NECB_Default | NECB_Default | 270 | Natural Gas Direct Vent with Electric Ignition | 0.08 | lhs | NECB_Default | NECB_Default | MidriseApartment | NECB_Default | NECB_Default | NECB_Default | NECB_Default | CAN_AB_Abee.AgDM.712850_CWEC2020.epw | NECB_Default | NECB_Default | NECB_Default | NECB_Default | NECB_Default | NECB_Default | NECB_Default | NECB_Default | LED | NECB_Default | NECB_Default | NECB_Default | NECB_Default | NECB_Default | NECB_Default | NECB_Default | NECB_Default | NECB_Default | ElectricityHPElecBackup | NECB_Default | NECB_Default | NECB_Default | NECB_Default | 1 | 1 | 1 | NECB_Default | NECB_Default | NECB_Default | NECB2017 | 952913b0-7541-4252-b5b3-48bea307ec9f | f2e12f84-ea0a-4715-acbe-730cac1de648 | Toronto_MidR_Elec_New | local_managed_aws_workers | sampling-lhs | TRUE | 952913b0-7541-4252-b5b3-48bea307ec9f | 834599497928 | :adv_dx_units: NECB_Default :airloop_economizer_type: DifferentialDryBulb :algorithm_type: sampling-lhs :analysis_id: f2e12f84-ea0a-4715-acbe-730cac1de648 :analysis_name: Toronto_MidR_Elec_New :baseline_system_zones_map_option: NECB_Default :boiler_eff: NECB_Default :building_type: MidriseApartment :chiller_type: NECB_Default :compute_environment: local_managed_aws_workers :datapoint_id: 952913b0-7541-4252-b5b3-48bea307ec9f :daylighting_type: NECB_Default :dcv_type: Occupancy_based_DCV :door_construction_cond: NECB_Default :ecm_system_name: HS12_ASHP_Baseboard :electrical_loads_scale: NECB_Default :epw_file: CAN_ON_Toronto.Pearson.Intl.AP.716240_CWEC2016.epw :erv_package: Plate-All :ext_floor_cond: NECB_Default :ext_roof_cond: '0.193' :ext_wall_cond: '0.247' :fdwr_set: '0.5' :fixed_wind_solar_trans: '0.5' :fixed_window_cond: '1.6' :furnace_eff: NECB 85% Efficient Condensing Gas Furnace :glass_door_cond: NECB_Default :glass_door_solar_trans: NECB_Default :ground_floor_cond: NECB_Default :ground_roof_cond: NECB_Default :ground_wall_cond: NECB_Default :infiltration_scale: NECB_Default :job_id: 952913b0-7541-4252-b5b3-48bea307ec9f :lights_scale: NECB_Default :lights_type: LED :npv_discount_rate: NECB_Default :npv_end_year: NECB_Default :npv_start_year: NECB_Default :nv_delta_temp_in_out: NECB_Default :nv_opening_fraction: NECB_Default :nv_temp_out_min: NECB_Default :nv_type: NECB_Default :oa_scale: NECB_Default :occupancy_loads_scale: NECB_Default :output_meters: - frequency: hourly name: NaturalGas:Facility - frequency: hourly name: Electricity:Facility - frequency: hourly name: ElectricityNet:Facility - frequency: hourly name: FuelOil#2:Facility :output_variables: [] :overhead_door_cond: NECB_Default :primary_heating_fuel: Electricity :pv_ground_azimuth_angle: NECB_Default :pv_ground_module_description: NECB_Default :pv_ground_tilt_angle: NECB_Default :pv_ground_total_area_pv_panels_m2: NECB_Default :pv_ground_type: NECB_Default :rotation_degrees: '270.0' :run_annual_simulation: true :s3_bucket: '834599497928' :scale_x: 1.0 :scale_y: 1.0 :scale_z: 1.0 :scenario: lhs :shw_eff: Natural Gas Direct Vent with Electric Ignition :shw_scale: NECB_Default :skylight_cond: NECB_Default :skylight_solar_trans: NECB_Default :srr_set: '0.08' :template: NECB2017 | https://s3.console.aws.amazon.com/s3/buckets/834599497928?region=ca-central-1&prefix=nshirzad_frontend/Toronto_MidR_Elec_New/sampling-lhs/run/952913b0-7541-4252-b5b3-48bea307ec9f/ | 9174f247-e36e-47bb-af1f-1cc78da2e43a | 952913b0-7541-4252-b5b3-48bea307ec9f | SUCCEEDED | 694.7847 | 0.64525 | 0.00054628 | 0.00073629 | 54001915 | 0 | 0 | 0 | 0 | 123.1183 | 38.2495 | 3134.61 | 2325.6934 | 50 | MidriseApartment |  |  | 8 | MidriseApartment | 4 |  | 4 | NECB2017 | 0.24343 | 9553.8375 | 20.9171 | 366.4217 | 65.8366 | 46.3841 | 0 | 26.6071 | 0 | 565.5893 | 60.3399 | TORONTO | ONTARIO | 4.5422 | 0 | 0 | 4.5422 | 27.6635 | 0 | 0 | 27.6635 | 0 | 0.093457 | 0 | 0 | 0.5452 | 0.069131 | 0.00089006 | 0.097227 | 0.062764 | 0.038324 | 0 | 0.0014515 | 0.5452 | 0.18196 | 76.0526 | 0 | Electricity | 50 | 0.757 | [5 empty] | 0.193 | 0.247 | 1.6 | 1.9 | 8 | 56.0289 | Toronto Pearson Intl AP | CAN | 382 | 3615 | 43.677 | -79.631 | 5 | 3890 | ON | CAN_AB_Abee.AgDM.712850_CWEC2020.epw | 0.5452 | 1035.5917 | 20.9171 | 56.0289 | 38.7373 | 19.9629 | TRUE | FALSE | FALSE | FALSE | 12.4492 | -21.7135 | -1 | 1.5605 | 0.01344 | 570.37 | 0 | 116.1128 | 7.9599 | 0.068553 | 2909.34 | 0.1 | 2025-01-22 16:59:50 -0500 | dc55d9ddb | 0.6.3 | 0.5452 | 169.25 | 169.25 | 0 | 0 | 0.07462 | 6.3175e-05 | 8.5149e-05 | 6245087.209 | 0.4636 | 0.0003925 | 0.00052902 | 38799644.0625 | 0 | 0 | 0 | 0 | 205 | 0 | 0 | 0 |  | Electricity
0 | DifferentialDryBulb | NECB_Default | CO2_based_DCV | HS09_CCASHP_Baseboard | Rotary-All | 0.227 | 0.183 | 0.1 | 0.4 | 2.2 | NECB_Default | add_nv | NECB_Default | 270 | Natural Gas Direct Vent with Electric Ignition | 0.03 | lhs | NECB_Default | NECB_Default | MidriseApartment | NECB_Default | NECB_Default | NECB_Default | NECB_Default | CAN_AB_Abee.AgDM.712850_CWEC2020.epw | NECB_Default | NECB_Default | NECB_Default | NECB_Default | NECB_Default | NECB_Default | NECB_Default | NECB_Default | LED | NECB_Default | NECB_Default | NECB_Default | NECB_Default | NECB_Default | NECB_Default | NECB_Default | NECB_Default | NECB_Default | ElectricityHPElecBackup | NECB_Default | NECB_Default | NECB_Default | NECB_Default | 1 | 1 | 1 | NECB_Default | NECB_Default | NECB_Default | NECB2017 | a581427c-a39e-4dbf-8319-432a47b09138 | f2e12f84-ea0a-4715-acbe-730cac1de648 | Toronto_MidR_Elec_New | local_managed_aws_workers | sampling-lhs | TRUE | a581427c-a39e-4dbf-8319-432a47b09138 | 834599497928 | :adv_dx_units: NECB_Default :airloop_economizer_type: DifferentialDryBulb :algorithm_type: sampling-lhs :analysis_id: f2e12f84-ea0a-4715-acbe-730cac1de648 :analysis_name: Toronto_MidR_Elec_New :baseline_system_zones_map_option: NECB_Default :boiler_eff: NECB_Default :building_type: MidriseApartment :chiller_type: NECB_Default :compute_environment: local_managed_aws_workers :datapoint_id: a581427c-a39e-4dbf-8319-432a47b09138 :daylighting_type: NECB_Default :dcv_type: CO2_based_DCV :door_construction_cond: NECB_Default :ecm_system_name: HS09_CCASHP_Baseboard :electrical_loads_scale: NECB_Default :epw_file: CAN_ON_Toronto.Pearson.Intl.AP.716240_CWEC2016.epw :erv_package: Rotary-All :ext_floor_cond: NECB_Default :ext_roof_cond: '0.227' :ext_wall_cond: '0.183' :fdwr_set: '0.1' :fixed_wind_solar_trans: '0.4' :fixed_window_cond: '2.2' :furnace_eff: NECB_Default :glass_door_cond: NECB_Default :glass_door_solar_trans: NECB_Default :ground_floor_cond: NECB_Default :ground_roof_cond: NECB_Default :ground_wall_cond: NECB_Default :infiltration_scale: NECB_Default :job_id: a581427c-a39e-4dbf-8319-432a47b09138 :lights_scale: NECB_Default :lights_type: LED :npv_discount_rate: NECB_Default :npv_end_year: NECB_Default :npv_start_year: NECB_Default :nv_delta_temp_in_out: NECB_Default :nv_opening_fraction: NECB_Default :nv_temp_out_min: NECB_Default :nv_type: add_nv :oa_scale: NECB_Default :occupancy_loads_scale: NECB_Default :output_meters: - frequency: hourly name: NaturalGas:Facility - frequency: hourly name: Electricity:Facility - frequency: hourly name: ElectricityNet:Facility - frequency: hourly name: FuelOil#2:Facility :output_variables: [] :overhead_door_cond: NECB_Default :primary_heating_fuel: Electricity :pv_ground_azimuth_angle: NECB_Default :pv_ground_module_description: NECB_Default :pv_ground_tilt_angle: NECB_Default :pv_ground_total_area_pv_panels_m2: NECB_Default :pv_ground_type: add_pv_ground :rotation_degrees: '270.0' :run_annual_simulation: true :s3_bucket: '834599497928' :scale_x: 1.0 :scale_y: 1.0 :scale_z: 1.0 :scenario: lhs :shw_eff: Natural Gas Direct Vent with Electric Ignition :shw_scale: NECB_Default :skylight_cond: NECB_Default :skylight_solar_trans: NECB_Default :srr_set: '0.03' :template: NECB2017 | https://s3.console.aws.amazon.com/s3/buckets/834599497928?region=ca-central-1&prefix=nshirzad_frontend/Toronto_MidR_Elec_New/sampling-lhs/run/a581427c-a39e-4dbf-8319-432a47b09138/ | aa7067e9-f010-4621-a512-83f08af9d0c3 | a581427c-a39e-4dbf-8319-432a47b09138 | SUCCEEDED | 753.5093 | 0.21398 | 0.00018116 | 0.00024417 | 17908169.5 | 0.042123 | 3.5663e-05 | 4.8067e-05 | 3525350.1562 | 78.0568 | 11.7576 | 3134.61 | 2325.6934 | 10 | MidriseApartment |  |  | 3 | MidriseApartment | 4 |  | 4 | NECB2017 | 0.24343 | 9553.8375 | 8.2552 | 260.0515 | 36.5746 | 46.3841 | 0 | 26.6071 | 0 | 771.9943 | 93.5628 | TORONTO | ONTARIO | 3.1851 | 0 | 0 | 3.1851 | 19.398 | 0 | 0 | 19.398 | 0 | 0.037175 | 0 | 0 | 0.3823 | 0.029806 | 0.00021055 | 0.03061 | 0.062764 | 0.038324 | 0 | 0.0014515 | 0.3823 | 0.18196 | 57.092 | 0 | Electricity | 10 | 0.757 | [5 empty] | 0.227 | 0.183 | 2.2 | 1.9 | 3 | 37.2865 | Toronto Pearson Intl AP | CAN | 382 | 3615 | 43.677 | -79.631 | 5 | 3890 | ON | CAN_AB_Abee.AgDM.712850_CWEC2020.epw | 0.18267 | 929.4692 | 8.2552 | 37.2865 | 38.7372 | 19.9629 | TRUE | TRUE | TRUE | FALSE | 12.4492 | -21.7135 | -1 | 1.5605 | 0.01344 | 570.38 | 0 | 116.1128 | 7.9599 | 0.068553 | 2909.34 | 0.1 | 2025-01-22 16:58:44 -0500 | dc55d9ddb | 0.6.3 | 0.3823 | 1101.25 | 1101.25 | 0.25 | 0.25 | 0.07462 | 6.3175e-05 | 8.5149e-05 | 6245087.209 | 0.15374 | 0.00013016 | 0.00017544 | 12866944.4375 | 0.042123 | 3.5663e-05 | 4.8067e-05 | 3525350.1611 | 584 | 0 | 0 | 0 |  | Electricity
0 | DifferentialEnthalpy | Viessmann Vitocrossal 300 CT3-17 96.2% Efficient Condensing Gas Boiler | No_DCV | HS09_CCASHP_Baseboard | Rotary-Existing | 0.142 | 0.278 | 0.3 | 0.5 | 2.2 | NECB 85% Efficient Condensing Gas Furnace | add_nv | NECB_Default | 359 | Natural Gas Direct Vent with Electric Ignition | 0.1 | lhs | NECB_Default | NECB_Default | MidriseApartment | NECB_Default | NECB_Default | NECB_Default | NECB_Default | CAN_AB_Abee.AgDM.712850_CWEC2020.epw | NECB_Default | NECB_Default | NECB_Default | NECB_Default | NECB_Default | NECB_Default | NECB_Default | NECB_Default | LED | NECB_Default | NECB_Default | NECB_Default | NECB_Default | NECB_Default | NECB_Default | NECB_Default | NECB_Default | NECB_Default | ElectricityHPElecBackup | NECB_Default | NECB_Default | NECB_Default | NECB_Default | 1 | 1 | 1 | NECB_Default | NECB_Default | NECB_Default | NECB2017 | 36b68a9d-8987-4dcd-ab19-28987715bc3b | f2e12f84-ea0a-4715-acbe-730cac1de648 | Toronto_MidR_Elec_New | local_managed_aws_workers | sampling-lhs | TRUE | 36b68a9d-8987-4dcd-ab19-28987715bc3b | 834599497928 | :adv_dx_units: NECB_Default :airloop_economizer_type: DifferentialEnthalpy :algorithm_type: sampling-lhs :analysis_id: f2e12f84-ea0a-4715-acbe-730cac1de648 :analysis_name: Toronto_MidR_Elec_New :baseline_system_zones_map_option: NECB_Default :boiler_eff: Viessmann Vitocrossal 300 CT3-17 96.2% Efficient Condensing Gas Boiler :building_type: MidriseApartment :chiller_type: NECB_Default :compute_environment: local_managed_aws_workers :datapoint_id: 36b68a9d-8987-4dcd-ab19-28987715bc3b :daylighting_type: NECB_Default :dcv_type: No_DCV :door_construction_cond: NECB_Default :ecm_system_name: HS09_CCASHP_Baseboard :electrical_loads_scale: NECB_Default :epw_file: CAN_ON_Toronto.Pearson.Intl.AP.716240_CWEC2016.epw :erv_package: Rotary-Existing :ext_floor_cond: NECB_Default :ext_roof_cond: '0.142' :ext_wall_cond: '0.278' :fdwr_set: '0.3' :fixed_wind_solar_trans: '0.5' :fixed_window_cond: '2.2' :furnace_eff: NECB 85% Efficient Condensing Gas Furnace :glass_door_cond: NECB_Default :glass_door_solar_trans: NECB_Default :ground_floor_cond: NECB_Default :ground_roof_cond: NECB_Default :ground_wall_cond: NECB_Default :infiltration_scale: NECB_Default :job_id: 36b68a9d-8987-4dcd-ab19-28987715bc3b :lights_scale: NECB_Default :lights_type: LED :npv_discount_rate: NECB_Default :npv_end_year: NECB_Default :npv_start_year: NECB_Default :nv_delta_temp_in_out: NECB_Default :nv_opening_fraction: NECB_Default :nv_temp_out_min: NECB_Default :nv_type: add_nv :oa_scale: NECB_Default :occupancy_loads_scale: NECB_Default :output_meters: - frequency: hourly name: NaturalGas:Facility - frequency: hourly name: Electricity:Facility - frequency: hourly name: ElectricityNet:Facility - frequency: hourly name: FuelOil#2:Facility :output_variables: [] :overhead_door_cond: NECB_Default :primary_heating_fuel: Electricity :pv_ground_azimuth_angle: NECB_Default :pv_ground_module_description: NECB_Default :pv_ground_tilt_angle: NECB_Default :pv_ground_total_area_pv_panels_m2: NECB_Default :pv_ground_type: add_pv_ground :rotation_degrees: '359.0' :run_annual_simulation: true :s3_bucket: '834599497928' :scale_x: 1.0 :scale_y: 1.0 :scale_z: 1.0 :scenario: lhs :shw_eff: Natural Gas Direct Vent with Electric Ignition :shw_scale: NECB_Default :skylight_cond: NECB_Default :skylight_solar_trans: NECB_Default :srr_set: '0.1' :template: NECB2017 | https://s3.console.aws.amazon.com/s3/buckets/834599497928?region=ca-central-1&prefix=nshirzad_frontend/Toronto_MidR_Elec_New/sampling-lhs/run/36b68a9d-8987-4dcd-ab19-28987715bc3b/ | 164985d1-c033-4c9c-a389-92519903862b | 36b68a9d-8987-4dcd-ab19-28987715bc3b | SUCCEEDED | 576.164 | 0.44507 | 0.00037681 | 0.00050787 | 37249037.5 | 0.038535 | 3.2625e-05 | 4.3973e-05 | 3225090.3438 | 105.1097 | 38.7909 | 3134.61 | 2325.6934 | 30 | MidriseApartment |  |  | 10 | MidriseApartment | 4 |  | 4 | NECB2017 | 0.24343 | 9553.8375 | 15.0647 | 278.226 | 49.3325 | 46.3841 | 0 | 26.6071 | 0 | 793.1376 | 83.7737 | TORONTO | ONTARIO | 4.0031 | 0 | 0 | 4.0031 | 24.3799 | 0 | 0 | 24.3799 | 0 | 0.065207 | 0 | 0 | 0.48049 | 0.051423 | 0.0010081 | 0.078348 | 0.062764 | 0.038324 | 0 | 0.0014515 | 0.48049 | 0.18197 | 70.5436 | 0 | Electricity | 30 | 0.757 | [5 empty] | 0.142 | 0.278 | 2.2 | 1.9 | 10 | 52.0057 | Toronto Pearson Intl AP | CAN | 382 | 3615 | 43.677 | -79.631 | 5 | 3890 | ON | CAN_AB_Abee.AgDM.712850_CWEC2020.epw | 0.28085 | 1035.2509 | 15.0647 | 52.0057 | 38.7373 | 19.9629 | TRUE | FALSE | FALSE | FALSE | 12.4492 | -21.7135 | -1 | 1.5606 | 0.01344 | 570.39 | 0 | 116.1128 | 7.9599 | 0.068553 | 2909.34 | 0.1 | 2025-01-22 17:10:10 -0500 | dc55d9ddb | 0.6.3 | 0.48049 | 1006.25 | 1006.25 | 0 | 0 | 0.07462 | 6.3175e-05 | 8.5149e-05 | 6245087.209 | 0.31978 | 0.00027074 | 0.0003649 | 26763047.75 | 0.038535 | 3.2625e-05 | 4.3973e-05 | 3225090.2695 | 554 | 0 | 0 | 0 |  | Electricity
0 | DifferentialEnthalpy | NECB_Default | No_DCV | HS13_ASHP_VRF | Plate-Existing | 0.227 | 0.183 | 0.3 | 0.5 | 2.2 | NECB_Default | add_nv | NECB_Default | 359 | Natural Gas Power Vent with Electric Ignition | 0.05 | lhs | NECB_Default | NECB_Default | MidriseApartment | NECB_Default | NECB_Default | NECB_Default | NECB_Default | CAN_AB_Abee.AgDM.712850_CWEC2020.epw | NECB_Default | NECB_Default | NECB_Default | NECB_Default | NECB_Default | NECB_Default | NECB_Default | NECB_Default | LED | NECB_Default | NECB_Default | NECB_Default | NECB_Default | NECB_Default | NECB_Default | NECB_Default | NECB_Default | NECB_Default | ElectricityHPElecBackup | NECB_Default | NECB_Default | NECB_Default | NECB_Default | 1 | 1 | 1 | NECB_Default | NECB_Default | NECB_Default | NECB2017 | 574fc4d7-e8e0-4ee5-b678-490af2d73703 | f2e12f84-ea0a-4715-acbe-730cac1de648 | Toronto_MidR_Elec_New | local_managed_aws_workers | sampling-lhs | TRUE | 574fc4d7-e8e0-4ee5-b678-490af2d73703 | 834599497928 | :adv_dx_units: NECB_Default :airloop_economizer_type: DifferentialEnthalpy :algorithm_type: sampling-lhs :analysis_id: f2e12f84-ea0a-4715-acbe-730cac1de648 :analysis_name: Toronto_MidR_Elec_New :baseline_system_zones_map_option: NECB_Default :boiler_eff: NECB_Default :building_type: MidriseApartment :chiller_type: NECB_Default :compute_environment: local_managed_aws_workers :datapoint_id: 574fc4d7-e8e0-4ee5-b678-490af2d73703 :daylighting_type: NECB_Default :dcv_type: No_DCV :door_construction_cond: NECB_Default :ecm_system_name: HS13_ASHP_VRF :electrical_loads_scale: NECB_Default :epw_file: CAN_ON_Toronto.Pearson.Intl.AP.716240_CWEC2016.epw :erv_package: Plate-Existing :ext_floor_cond: NECB_Default :ext_roof_cond: '0.227' :ext_wall_cond: '0.183' :fdwr_set: '0.3' :fixed_wind_solar_trans: '0.5' :fixed_window_cond: '2.2' :furnace_eff: NECB_Default :glass_door_cond: NECB_Default :glass_door_solar_trans: NECB_Default :ground_floor_cond: NECB_Default :ground_roof_cond: NECB_Default :ground_wall_cond: NECB_Default :infiltration_scale: NECB_Default :job_id: 574fc4d7-e8e0-4ee5-b678-490af2d73703 :lights_scale: NECB_Default :lights_type: LED :npv_discount_rate: NECB_Default :npv_end_year: NECB_Default :npv_start_year: NECB_Default :nv_delta_temp_in_out: NECB_Default :nv_opening_fraction: NECB_Default :nv_temp_out_min: NECB_Default :nv_type: add_nv :oa_scale: NECB_Default :occupancy_loads_scale: NECB_Default :output_meters: - frequency: hourly name: NaturalGas:Facility - frequency: hourly name: Electricity:Facility - frequency: hourly name: ElectricityNet:Facility - frequency: hourly name: FuelOil#2:Facility :output_variables: [] :overhead_door_cond: NECB_Default :primary_heating_fuel: Electricity :pv_ground_azimuth_angle: NECB_Default :pv_ground_module_description: NECB_Default :pv_ground_tilt_angle: NECB_Default :pv_ground_total_area_pv_panels_m2: NECB_Default :pv_ground_type: add_pv_ground :rotation_degrees: '359.0' :run_annual_simulation: true :s3_bucket: '834599497928' :scale_x: 1.0 :scale_y: 1.0 :scale_z: 1.0 :scenario: lhs :shw_eff: Natural Gas Power Vent with Electric Ignition :shw_scale: NECB_Default :skylight_cond: NECB_Default :skylight_solar_trans: NECB_Default :srr_set: '0.05' :template: NECB2017 | https://s3.console.aws.amazon.com/s3/buckets/834599497928?region=ca-central-1&prefix=nshirzad_frontend/Toronto_MidR_Elec_New/sampling-lhs/run/574fc4d7-e8e0-4ee5-b678-490af2d73703/ | 8491d8cf-f9b3-4a75-8678-f240473a4bc0 | 574fc4d7-e8e0-4ee5-b678-490af2d73703 | SUCCEEDED | 813.2745 | 0.35111 | 0.00029726 | 0.00040065 | 29385122.25 | 0.048873 | 4.1377e-05 | 5.5769e-05 | 4090253.6875 | 96.318 | 44.8425 | 3134.61 | 2325.6934 | 30 | MidriseApartment |  |  | 5 | MidriseApartment | 4 |  | 4 | NECB2017 | 0.24343 | 9553.8375 | 11.789 | 276.1501 | 172.2587 | 46.3841 | 0 | 26.6071 | 0 | 896.6522 | 66.4379 | TORONTO | ONTARIO | 3.7329 | 0 | 0 | 3.7329 | 22.7342 | 0 | 0 | 22.7342 | 0 | 0.047071 | 0 | 0 | 0.44805 | 0.012691 | 0.00022012 | 0.10357 | 0.062764 | 0.038324 | 0 | 0.0014515 | 0.44805 | 0.18196 | 63.103 | 0 | Electricity | 30 | 0.757 | [5 empty] | 0.227 | 0.183 | 2.2 | 1.9 | 5 | 48.5962 | Toronto Pearson Intl AP | CAN | 382 | 3615 | 43.677 | -79.631 | 5 | 3890 | ON | CAN_AB_Abee.AgDM.712850_CWEC2020.epw | 0.24842 | 1110.8085 | 11.789 | 48.5962 | 38.7372 | 19.9629 | TRUE | TRUE | FALSE | FALSE | 12.4492 | -21.7135 | -1 | 1.5605 | 0.01344 | 570.38 | 0 | 116.1128 | 7.9599 | 0.068553 | 2909.34 | 0.1 | 2025-01-22 16:59:44 -0500 | dc55d9ddb | 0.6.3 | 0.44805 | 263.5 | 263.5 | 0 | 0 | 0.07462 | 6.3175e-05 | 8.5149e-05 | 6245087.209 | 0.25227 | 0.00021358 | 0.00028787 | 21112910.5 | 0.048873 | 4.1377e-05 | 5.5769e-05 | 4090253.7539 | 486 | 0 | 0 | 0 |  | Electricity
0 | DifferentialEnthalpy | NECB 88% Efficient Condensing Boiler | No_DCV | NECB_Default | Plate-Existing | 0.142 | 0.247 | 0.5 | 0.5 | 2.2 | NECB_Default | add_nv | NECB_Default | 45 | Natural Gas Direct Vent with Electric Ignition | 0.1 | lhs | NECB_Default | NECB_Default | MidriseApartment | NECB_Default | NECB_Default | NECB_Default | NECB_Default | CAN_AB_Abee.AgDM.712850_CWEC2020.epw | NECB_Default | NECB_Default | NECB_Default | NECB_Default | NECB_Default | NECB_Default | NECB_Default | NECB_Default | LED | NECB_Default | NECB_Default | NECB_Default | NECB_Default | NECB_Default | NECB_Default | NECB_Default | NECB_Default | NECB_Default | Electricity | NECB_Default | NECB_Default | NECB_Default | NECB_Default | 1 | 1 | 1 | NECB_Default | NECB_Default | NECB_Default | NECB2017 | 9af630bf-4e2c-4b0d-9445-49505043e0d0 | f2e12f84-ea0a-4715-acbe-730cac1de648 | Toronto_MidR_Elec_New | local_managed_aws_workers | sampling-lhs | TRUE | 9af630bf-4e2c-4b0d-9445-49505043e0d0 | 834599497928 | :adv_dx_units: NECB_Default :airloop_economizer_type: DifferentialEnthalpy :algorithm_type: sampling-lhs :analysis_id: f2e12f84-ea0a-4715-acbe-730cac1de648 :analysis_name: Toronto_MidR_Elec_New :baseline_system_zones_map_option: NECB_Default :boiler_eff: NECB 88% Efficient Condensing Boiler :building_type: MidriseApartment :chiller_type: NECB_Default :compute_environment: local_managed_aws_workers :datapoint_id: 9af630bf-4e2c-4b0d-9445-49505043e0d0 :daylighting_type: NECB_Default :dcv_type: No_DCV :door_construction_cond: NECB_Default :ecm_system_name: NECB_Default :electrical_loads_scale: NECB_Default :epw_file: CAN_ON_Toronto.Pearson.Intl.AP.716240_CWEC2016.epw :erv_package: Plate-Existing :ext_floor_cond: NECB_Default :ext_roof_cond: '0.142' :ext_wall_cond: '0.247' :fdwr_set: '0.5' :fixed_wind_solar_trans: '0.5' :fixed_window_cond: '2.2' :furnace_eff: NECB_Default :glass_door_cond: NECB_Default :glass_door_solar_trans: NECB_Default :ground_floor_cond: NECB_Default :ground_roof_cond: NECB_Default :ground_wall_cond: NECB_Default :infiltration_scale: NECB_Default :job_id: 9af630bf-4e2c-4b0d-9445-49505043e0d0 :lights_scale: NECB_Default :lights_type: LED :npv_discount_rate: NECB_Default :npv_end_year: NECB_Default :npv_start_year: NECB_Default :nv_delta_temp_in_out: NECB_Default :nv_opening_fraction: NECB_Default :nv_temp_out_min: NECB_Default :nv_type: add_nv :oa_scale: NECB_Default :occupancy_loads_scale: NECB_Default :output_meters: - frequency: hourly name: NaturalGas:Facility - frequency: hourly name: Electricity:Facility - frequency: hourly name: ElectricityNet:Facility - frequency: hourly name: FuelOil#2:Facility :output_variables: [] :overhead_door_cond: NECB_Default :primary_heating_fuel: Electricity :pv_ground_azimuth_angle: NECB_Default :pv_ground_module_description: NECB_Default :pv_ground_tilt_angle: NECB_Default :pv_ground_total_area_pv_panels_m2: NECB_Default :pv_ground_type: NECB_Default :rotation_degrees: '45.0' :run_annual_simulation: true :s3_bucket: '834599497928' :scale_x: 1.0 :scale_y: 1.0 :scale_z: 1.0 :scenario: lhs :shw_eff: Natural Gas Direct Vent with Electric Ignition :shw_scale: NECB_Default :skylight_cond: NECB_Default :skylight_solar_trans: NECB_Default :srr_set: '0.1' :template: NECB2017 | https://s3.console.aws.amazon.com/s3/buckets/834599497928?region=ca-central-1&prefix=nshirzad_frontend/Toronto_MidR_Elec_New/sampling-lhs/run/9af630bf-4e2c-4b0d-9445-49505043e0d0/ | a32e410a-fdfd-4ee6-a938-b12bdd1c3937 | 9af630bf-4e2c-4b0d-9445-49505043e0d0 | SUCCEEDED | 791.1228 | 0.43494 | 0.00036823 | 0.00049631 | 36401018 | 0.059387 | 5.0278e-05 | 6.7766e-05 | 4970157.6875 | 137.1489 | 42.0662 | 3134.61 | 2325.6934 | 50 | MidriseApartment |  |  | 10 | MidriseApartment | 4 |  | 4 | NECB2017 | 0.24343 | 9553.8375 | 21.405 | 299.4226 | 63.7566 | 46.3841 | 0 | 26.6071 | 0 | 511.6704 | 75.5003 | TORONTO | ONTARIO | 4.9623 | 0 | 0 | 4.9623 | 30.2217 | 0 | 0 | 30.2217 | 0 | 0.088301 | 0 | 0 | 0.59561 | 0.070583 | 0.00079117 | 0.15144 | 0.062764 | 0.038324 | 0 | 0.0014515 | 0.59561 | 0.18196 | 79.97 | 0 | Electricity | 50 | 0.757 | [5 empty] | 0.142 | 0.247 | 2.2 | 1.9 | 10 | 61.217 | Toronto Pearson Intl AP | CAN | 382 | 3615 | 43.677 | -79.631 | 5 | 3890 | ON | CAN_AB_Abee.AgDM.712850_CWEC2020.epw | 0.59562 | 1025.1339 | 21.405 | 61.217 | 38.7372 | 19.9629 | TRUE | FALSE | FALSE | FALSE | 12.4492 | -21.7135 | -1 | 1.5605 | 0.01344 | 570.38 | 0 | 116.1128 | 7.9599 | 0.068553 | 2909.34 | 0.1 | 2025-01-22 17:14:56 -0500 | dc55d9ddb | 0.6.3 | 0.59561 | 565.25 | 565.25 | 201.25 | 201.25 | 0.07462 | 6.3175e-05 | 8.5149e-05 | 6245087.209 | 0.31253 | 0.0002646 | 0.00035663 | 26156202.0625 | 0.059387 | 5.0278e-05 | 6.7766e-05 | 4970157.8359 | 556 | 0 | 0 | 0 |  | Electricity
0 | DifferentialEnthalpy | Viessmann Vitocrossal 300 CT3-17 96.2% Efficient Condensing Gas Boiler | Occupancy_based_DCV | HS12_ASHP_Baseboard | Plate-All | 0.138 | 0.21 | 0.4 | 0.4 | 2.2 | NECB 85% Efficient Condensing Gas Furnace | NECB_Default | NECB_Default | 180 | Natural Gas Direct Vent with Electric Ignition | 0.1 | lhs | NECB_Default | NECB_Default | MidriseApartment | NECB_Default | NECB_Default | NECB_Default | NECB_Default | CAN_AB_Abee.AgDM.712850_CWEC2020.epw | NECB_Default | NECB_Default | NECB_Default | NECB_Default | NECB_Default | NECB_Default | NECB_Default | NECB_Default | LED | NECB_Default | NECB_Default | NECB_Default | NECB_Default | NECB_Default | NECB_Default | NECB_Default | NECB_Default | NECB_Default | ElectricityHPElecBackup | NECB_Default | NECB_Default | NECB_Default | NECB_Default | 1 | 1 | 1 | NECB_Default | NECB_Default | NECB_Default | NECB2017 | b6378d69-b33b-4737-a024-cdb089fa9fd9 | f2e12f84-ea0a-4715-acbe-730cac1de648 | Toronto_MidR_Elec_New | local_managed_aws_workers | sampling-lhs | TRUE | b6378d69-b33b-4737-a024-cdb089fa9fd9 | 834599497928 | :adv_dx_units: NECB_Default :airloop_economizer_type: DifferentialEnthalpy :algorithm_type: sampling-lhs :analysis_id: f2e12f84-ea0a-4715-acbe-730cac1de648 :analysis_name: Toronto_MidR_Elec_New :baseline_system_zones_map_option: NECB_Default :boiler_eff: Viessmann Vitocrossal 300 CT3-17 96.2% Efficient Condensing Gas Boiler :building_type: MidriseApartment :chiller_type: NECB_Default :compute_environment: local_managed_aws_workers :datapoint_id: b6378d69-b33b-4737-a024-cdb089fa9fd9 :daylighting_type: NECB_Default :dcv_type: Occupancy_based_DCV :door_construction_cond: NECB_Default :ecm_system_name: HS12_ASHP_Baseboard :electrical_loads_scale: NECB_Default :epw_file: CAN_ON_Toronto.Pearson.Intl.AP.716240_CWEC2016.epw :erv_package: Plate-All :ext_floor_cond: NECB_Default :ext_roof_cond: '0.138' :ext_wall_cond: '0.21' :fdwr_set: '0.4' :fixed_wind_solar_trans: '0.4' :fixed_window_cond: '2.2' :furnace_eff: NECB 85% Efficient Condensing Gas Furnace :glass_door_cond: NECB_Default :glass_door_solar_trans: NECB_Default :ground_floor_cond: NECB_Default :ground_roof_cond: NECB_Default :ground_wall_cond: NECB_Default :infiltration_scale: NECB_Default :job_id: b6378d69-b33b-4737-a024-cdb089fa9fd9 :lights_scale: NECB_Default :lights_type: LED :npv_discount_rate: NECB_Default :npv_end_year: NECB_Default :npv_start_year: NECB_Default :nv_delta_temp_in_out: NECB_Default :nv_opening_fraction: NECB_Default :nv_temp_out_min: NECB_Default :nv_type: NECB_Default :oa_scale: NECB_Default :occupancy_loads_scale: NECB_Default :output_meters: - frequency: hourly name: NaturalGas:Facility - frequency: hourly name: Electricity:Facility - frequency: hourly name: ElectricityNet:Facility - frequency: hourly name: FuelOil#2:Facility :output_variables: [] :overhead_door_cond: NECB_Default :primary_heating_fuel: Electricity :pv_ground_azimuth_angle: NECB_Default :pv_ground_module_description: NECB_Default :pv_ground_tilt_angle: NECB_Default :pv_ground_total_area_pv_panels_m2: NECB_Default :pv_ground_type: add_pv_ground :rotation_degrees: '180.0' :run_annual_simulation: true :s3_bucket: '834599497928' :scale_x: 1.0 :scale_y: 1.0 :scale_z: 1.0 :scenario: lhs :shw_eff: Natural Gas Direct Vent with Electric Ignition :shw_scale: NECB_Default :skylight_cond: NECB_Default :skylight_solar_trans: NECB_Default :srr_set: '0.1' :template: NECB2017 | https://s3.console.aws.amazon.com/s3/buckets/834599497928?region=ca-central-1&prefix=nshirzad_frontend/Toronto_MidR_Elec_New/sampling-lhs/run/b6378d69-b33b-4737-a024-cdb089fa9fd9/ | 6c106898-f2e8-469f-ad29-9763ff499909 | b6378d69-b33b-4737-a024-cdb089fa9fd9 | SUCCEEDED | 262.4382 | 0.57047 | 0.00048298 | 0.00065096 | 47743636 | 0 | 0 | 0 | 0 | 115.5008 | 42.037 | 3134.61 | 2325.6934 | 40 | MidriseApartment |  |  | 10 | MidriseApartment | 4 |  | 4 | NECB2017 | 0.24343 | 9553.8375 | 15.9055 | 296.7511 | 51.9401 | 46.3841 | 0 | 26.6071 | 0 | 791.4493 | 60.9527 | TORONTO | ONTARIO | 4.3174 | 0 | 0 | 4.3174 | 26.2942 | 0 | 0 | 26.2942 | 0 | 0.063057 | 0 | 0 | 0.51822 | 0.05884 | 0.0013271 | 0.1105 | 0.062764 | 0.038324 | 0 | 0.0014515 | 0.51822 | 0.18196 | 77.1964 | 0 | Electricity | 40 | 0.757 | [5 empty] | 0.138 | 0.21 | 2.2 | 1.9 | 10 | 58.5362 | Toronto Pearson Intl AP | CAN | 382 | 3615 | 43.677 | -79.631 | 5 | 3890 | ON | CAN_AB_Abee.AgDM.712850_CWEC2020.epw | 0.31858 | 1066.0886 | 15.9055 | 58.5362 | 38.7373 | 19.9629 | TRUE | FALSE | FALSE | FALSE | 12.4492 | -21.7135 | -1 | 1.5605 | 0.01344 | 570.37 | 0 | 116.1128 | 7.9599 | 0.068553 | 2909.34 | 0.1 | 2025-01-22 17:03:52 -0500 | dc55d9ddb | 0.6.3 | 0.51822 | 744.75 | 744.75 | 0 | 0 | 0.07462 | 6.3175e-05 | 8.5149e-05 | 6245087.209 | 0.40988 | 0.00034701 | 0.00046771 | 34303248.1875 | 0 | 0 | 0 | 0 | 198 | 0 | 0 | 0 |  | Electricity
0 | DifferentialDryBulb | Viessmann Vitocrossal 300 CT3-17 96.2% Efficient Condensing Gas Boiler | No_DCV | HS09_CCASHP_Baseboard | Rotary-Existing | 0.227 | 0.278 | 0.69 | 0.5 | 2.4 | NECB_Default | NECB_Default | NECB_Default | 180 | Natural Gas Direct Vent with Electric Ignition | NECB_Default | lhs | NECB_Default | NECB_Default | MidriseApartment | NECB_Default | NECB_Default | NECB_Default | NECB_Default | CAN_AB_Abee.AgDM.712850_CWEC2020.epw | NECB_Default | NECB_Default | NECB_Default | NECB_Default | NECB_Default | NECB_Default | NECB_Default | NECB_Default | LED | NECB_Default | NECB_Default | NECB_Default | NECB_Default | NECB_Default | NECB_Default | NECB_Default | NECB_Default | NECB_Default | ElectricityHPElecBackup | NECB_Default | NECB_Default | NECB_Default | NECB_Default | 1 | 1 | 1 | NECB_Default | NECB_Default | NECB_Default | NECB2017 | afcc8eb3-26ab-4fbc-92e3-4526982ab787 | f2e12f84-ea0a-4715-acbe-730cac1de648 | Toronto_MidR_Elec_New | local_managed_aws_workers | sampling-lhs | TRUE | afcc8eb3-26ab-4fbc-92e3-4526982ab787 | 834599497928 | :adv_dx_units: NECB_Default :airloop_economizer_type: DifferentialDryBulb :algorithm_type: sampling-lhs :analysis_id: f2e12f84-ea0a-4715-acbe-730cac1de648 :analysis_name: Toronto_MidR_Elec_New :baseline_system_zones_map_option: NECB_Default :boiler_eff: Viessmann Vitocrossal 300 CT3-17 96.2% Efficient Condensing Gas Boiler :building_type: MidriseApartment :chiller_type: NECB_Default :compute_environment: local_managed_aws_workers :datapoint_id: afcc8eb3-26ab-4fbc-92e3-4526982ab787 :daylighting_type: NECB_Default :dcv_type: No_DCV :door_construction_cond: NECB_Default :ecm_system_name: HS09_CCASHP_Baseboard :electrical_loads_scale: NECB_Default :epw_file: CAN_ON_Toronto.Pearson.Intl.AP.716240_CWEC2016.epw :erv_package: Rotary-Existing :ext_floor_cond: NECB_Default :ext_roof_cond: '0.227' :ext_wall_cond: '0.278' :fdwr_set: '0.69' :fixed_wind_solar_trans: '0.5' :fixed_window_cond: '2.4' :furnace_eff: NECB_Default :glass_door_cond: NECB_Default :glass_door_solar_trans: NECB_Default :ground_floor_cond: NECB_Default :ground_roof_cond: NECB_Default :ground_wall_cond: NECB_Default :infiltration_scale: NECB_Default :job_id: afcc8eb3-26ab-4fbc-92e3-4526982ab787 :lights_scale: NECB_Default :lights_type: LED :npv_discount_rate: NECB_Default :npv_end_year: NECB_Default :npv_start_year: NECB_Default :nv_delta_temp_in_out: NECB_Default :nv_opening_fraction: NECB_Default :nv_temp_out_min: NECB_Default :nv_type: NECB_Default :oa_scale: NECB_Default :occupancy_loads_scale: NECB_Default :output_meters: - frequency: hourly name: NaturalGas:Facility - frequency: hourly name: Electricity:Facility - frequency: hourly name: ElectricityNet:Facility - frequency: hourly name: FuelOil#2:Facility :output_variables: [] :overhead_door_cond: NECB_Default :primary_heating_fuel: Electricity :pv_ground_azimuth_angle: NECB_Default :pv_ground_module_description: NECB_Default :pv_ground_tilt_angle: NECB_Default :pv_ground_total_area_pv_panels_m2: NECB_Default :pv_ground_type: NECB_Default :rotation_degrees: '180.0' :run_annual_simulation: true :s3_bucket: '834599497928' :scale_x: 1.0 :scale_y: 1.0 :scale_z: 1.0 :scenario: lhs :shw_eff: Natural Gas Direct Vent with Electric Ignition :shw_scale: NECB_Default :skylight_cond: NECB_Default :skylight_solar_trans: NECB_Default :srr_set: NECB_Default :template: NECB2017 | https://s3.console.aws.amazon.com/s3/buckets/834599497928?region=ca-central-1&prefix=nshirzad_frontend/Toronto_MidR_Elec_New/sampling-lhs/run/afcc8eb3-26ab-4fbc-92e3-4526982ab787/ | c8a18be6-0a6f-418a-b20d-097de7e7b0e7 | afcc8eb3-26ab-4fbc-92e3-4526982ab787 | SUCCEEDED | 484.8597 | 0.63328 | 0.00053615 | 0.00072264 | 53000453 | 0 | 0 | 0 | 0 | 130.4566 | 51.5455 | 3134.61 | 2325.6934 | 69 | MidriseApartment |  |  | 2 | MidriseApartment | 4 |  | 4 | NECB2017 | 0.24343 | 9553.8375 | 20.154 | 271.3247 | 63.1319 | 46.3841 | 0 | 26.6071 | 0 | 466.2622 | 58.814 | TORONTO | ONTARIO | 4.7629 | 0 | 0 | 4.7629 | 29.0073 | 0 | 0 | 29.0073 | 0 | 0.087411 | 0 | 0 | 0.57169 | 0.077633 | 0.00095387 | 0.12119 | 0.062764 | 0.038324 | 0 | 0.0014515 | 0.57169 | 0.18196 | 84.8314 | 0 | Electricity | 69 | 0.757 | [5 empty] | 0.227 | 0.278 | 2.4 | 1.9 | 2 | 66.6018 | Toronto Pearson Intl AP | CAN | 382 | 3615 | 43.677 | -79.631 | 5 | 3890 | ON | CAN_AB_Abee.AgDM.712850_CWEC2020.epw | 0.57168 | 959.0922 | 20.154 | 66.6018 | 38.7372 | 19.9629 | TRUE | FALSE | FALSE | FALSE | 12.4492 | -21.7135 | -1 | 1.5605 | 0.01344 | 570.37 | 0 | 116.1128 | 7.9599 | 0.068553 | 2909.34 | 0.1 | 2025-01-22 17:12:04 -0500 | dc55d9ddb | 0.6.3 | 0.57169 | 348.5 | 348.5 | 0 | 0 | 0.07462 | 6.3175e-05 | 8.5149e-05 | 6245087.209 | 0.45501 | 0.00038522 | 0.00051921 | 38080230.5 | 0 | 0 | 0 | 0 | 176 | 0 | 0 | 0 |  | Electricity
0 | DifferentialDryBulb | NECB 88% Efficient Condensing Boiler | Occupancy_based_DCV | HS08_CCASHP_VRF | NECB_Default_All | 0.162 | 0.183 | 0.4 | 0.6 | 2.2 | NECB_Default | NECB_Default | NECB_Default | 45 | NECB_Default | 0.08 | lhs | NECB_Default | NECB_Default | MidriseApartment | NECB_Default | NECB_Default | NECB_Default | NECB_Default | CAN_AB_Abee.AgDM.712850_CWEC2020.epw | NECB_Default | NECB_Default | NECB_Default | NECB_Default | NECB_Default | NECB_Default | NECB_Default | NECB_Default | LED | NECB_Default | NECB_Default | NECB_Default | NECB_Default | NECB_Default | NECB_Default | NECB_Default | NECB_Default | NECB_Default | ElectricityHPElecBackup | NECB_Default | NECB_Default | NECB_Default | NECB_Default | 1 | 1 | 1 | NECB_Default | NECB_Default | NECB_Default | NECB2017 | e33085e1-1308-444f-8590-b46c5d876635 | f2e12f84-ea0a-4715-acbe-730cac1de648 | Toronto_MidR_Elec_New | local_managed_aws_workers | sampling-lhs | TRUE | e33085e1-1308-444f-8590-b46c5d876635 | 834599497928 | :adv_dx_units: NECB_Default :airloop_economizer_type: DifferentialDryBulb :algorithm_type: sampling-lhs :analysis_id: f2e12f84-ea0a-4715-acbe-730cac1de648 :analysis_name: Toronto_MidR_Elec_New :baseline_system_zones_map_option: NECB_Default :boiler_eff: NECB 88% Efficient Condensing Boiler :building_type: MidriseApartment :chiller_type: NECB_Default :compute_environment: local_managed_aws_workers :datapoint_id: e33085e1-1308-444f-8590-b46c5d876635 :daylighting_type: NECB_Default :dcv_type: Occupancy_based_DCV :door_construction_cond: NECB_Default :ecm_system_name: HS08_CCASHP_VRF :electrical_loads_scale: NECB_Default :epw_file: CAN_ON_Toronto.Pearson.Intl.AP.716240_CWEC2016.epw :erv_package: NECB_Default_All :ext_floor_cond: NECB_Default :ext_roof_cond: '0.162' :ext_wall_cond: '0.183' :fdwr_set: '0.4' :fixed_wind_solar_trans: '0.6' :fixed_window_cond: '2.2' :furnace_eff: NECB_Default :glass_door_cond: NECB_Default :glass_door_solar_trans: NECB_Default :ground_floor_cond: NECB_Default :ground_roof_cond: NECB_Default :ground_wall_cond: NECB_Default :infiltration_scale: NECB_Default :job_id: e33085e1-1308-444f-8590-b46c5d876635 :lights_scale: NECB_Default :lights_type: LED :npv_discount_rate: NECB_Default :npv_end_year: NECB_Default :npv_start_year: NECB_Default :nv_delta_temp_in_out: NECB_Default :nv_opening_fraction: NECB_Default :nv_temp_out_min: NECB_Default :nv_type: NECB_Default :oa_scale: NECB_Default :occupancy_loads_scale: NECB_Default :output_meters: - frequency: hourly name: NaturalGas:Facility - frequency: hourly name: Electricity:Facility - frequency: hourly name: ElectricityNet:Facility - frequency: hourly name: FuelOil#2:Facility :output_variables: [] :overhead_door_cond: NECB_Default :primary_heating_fuel: Electricity :pv_ground_azimuth_angle: NECB_Default :pv_ground_module_description: NECB_Default :pv_ground_tilt_angle: NECB_Default :pv_ground_total_area_pv_panels_m2: NECB_Default :pv_ground_type: add_pv_ground :rotation_degrees: '45.0' :run_annual_simulation: true :s3_bucket: '834599497928' :scale_x: 1.0 :scale_y: 1.0 :scale_z: 1.0 :scenario: lhs :shw_eff: NECB_Default :shw_scale: NECB_Default :skylight_cond: NECB_Default :skylight_solar_trans: NECB_Default :srr_set: '0.08' :template: NECB2017 | https://s3.console.aws.amazon.com/s3/buckets/834599497928?region=ca-central-1&prefix=nshirzad_frontend/Toronto_MidR_Elec_New/sampling-lhs/run/e33085e1-1308-444f-8590-b46c5d876635/ | 0d10823b-a416-42d2-b03b-2aa54105bc1b | e33085e1-1308-444f-8590-b46c5d876635 | SUCCEEDED | 571.521 | 0.4928 | 0.00041722 | 0.00056234 | 41243594.5 | 0 | 0 | 0 | 0 | 99.6465 | 47.4062 | 3134.61 | 2325.6934 | 40 | MidriseApartment |  |  | 8 | MidriseApartment | 4 |  | 4 | NECB2017 | 0.24343 | 9553.8375 | 16.6263 | 289.9295 | 245.8765 | 46.3841 | 0 | 26.6071 | 0 | 975.9858 | 58.3744 | TORONTO | ONTARIO | 3.836 | 0 | 0 | 3.836 | 23.3622 | 0 | 0 | 23.3622 | 0 | 0.072819 | 0 | 0 | 0.46043 | 0.018232 | 0.0006189 | 0.084262 | 0.062764 | 0.038324 | 0 | 0.0014515 | 0.46043 | 0.18196 | 60.7834 | 0 | Electricity | 40 | 0.757 | [5 empty] | 0.162 | 0.183 | 2.2 | 1.9 | 8 | 46.135 | Toronto Pearson Intl AP | CAN | 382 | 3615 | 43.677 | -79.631 | 5 | 3890 | ON | CAN_AB_Abee.AgDM.712850_CWEC2020.epw | 0.26079 | 1200.8059 | 16.6263 | 46.135 | 38.7373 | 19.9629 | TRUE | FALSE | FALSE | FALSE | 12.4492 | -21.7135 | -1 | 1.5605 | 0.01344 | 570.38 | 0 | 116.1128 | 7.9599 | 0.068553 | 2909.34 | 0.1 | 2025-01-22 17:10:54 -0500 | dc55d9ddb | 0.6.3 | 0.46043 | 189.25 | 189.25 | 0 | 0 | 0.07462 | 6.3175e-05 | 8.5149e-05 | 6245087.209 | 0.35407 | 0.00029977 | 0.00040403 | 29632996 | 0 | 0 | 0 | 0 | 131 | 0 | 0 | 0 |  | Electricity
0 | DifferentialEnthalpy | NECB_Default | Occupancy_based_DCV | HS11_ASHP_PTHP | Rotary-All | 0.142 | 0.278 | 0.4 | 0.4 | 2.4 | NECB_Default | add_nv | NECB_Default | 90 | Natural Gas Direct Vent with Electric Ignition | 0.08 | lhs | NECB_Default | NECB_Default | MidriseApartment | NECB_Default | NECB_Default | NECB_Default | NECB_Default | CAN_AB_Abee.AgDM.712850_CWEC2020.epw | NECB_Default | NECB_Default | NECB_Default | NECB_Default | NECB_Default | NECB_Default | NECB_Default | NECB_Default | LED | NECB_Default | NECB_Default | NECB_Default | NECB_Default | NECB_Default | NECB_Default | NECB_Default | NECB_Default | NECB_Default | ElectricityHPElecBackup | NECB_Default | NECB_Default | NECB_Default | NECB_Default | 1 | 1 | 1 | NECB_Default | NECB_Default | NECB_Default | NECB2017 | a2e3d495-a49f-44df-b1d1-e58d46a78adb | f2e12f84-ea0a-4715-acbe-730cac1de648 | Toronto_MidR_Elec_New | local_managed_aws_workers | sampling-lhs | TRUE | a2e3d495-a49f-44df-b1d1-e58d46a78adb | 834599497928 | :adv_dx_units: NECB_Default :airloop_economizer_type: DifferentialEnthalpy :algorithm_type: sampling-lhs :analysis_id: f2e12f84-ea0a-4715-acbe-730cac1de648 :analysis_name: Toronto_MidR_Elec_New :baseline_system_zones_map_option: NECB_Default :boiler_eff: NECB_Default :building_type: MidriseApartment :chiller_type: NECB_Default :compute_environment: local_managed_aws_workers :datapoint_id: a2e3d495-a49f-44df-b1d1-e58d46a78adb :daylighting_type: NECB_Default :dcv_type: Occupancy_based_DCV :door_construction_cond: NECB_Default :ecm_system_name: HS11_ASHP_PTHP :electrical_loads_scale: NECB_Default :epw_file: CAN_ON_Toronto.Pearson.Intl.AP.716240_CWEC2016.epw :erv_package: Rotary-All :ext_floor_cond: NECB_Default :ext_roof_cond: '0.142' :ext_wall_cond: '0.278' :fdwr_set: '0.4' :fixed_wind_solar_trans: '0.4' :fixed_window_cond: '2.4' :furnace_eff: NECB_Default :glass_door_cond: NECB_Default :glass_door_solar_trans: NECB_Default :ground_floor_cond: NECB_Default :ground_roof_cond: NECB_Default :ground_wall_cond: NECB_Default :infiltration_scale: NECB_Default :job_id: a2e3d495-a49f-44df-b1d1-e58d46a78adb :lights_scale: NECB_Default :lights_type: LED :npv_discount_rate: NECB_Default :npv_end_year: NECB_Default :npv_start_year: NECB_Default :nv_delta_temp_in_out: NECB_Default :nv_opening_fraction: NECB_Default :nv_temp_out_min: NECB_Default :nv_type: add_nv :oa_scale: NECB_Default :occupancy_loads_scale: NECB_Default :output_meters: - frequency: hourly name: NaturalGas:Facility - frequency: hourly name: Electricity:Facility - frequency: hourly name: ElectricityNet:Facility - frequency: hourly name: FuelOil#2:Facility :output_variables: [] :overhead_door_cond: NECB_Default :primary_heating_fuel: Electricity :pv_ground_azimuth_angle: NECB_Default :pv_ground_module_description: NECB_Default :pv_ground_tilt_angle: NECB_Default :pv_ground_total_area_pv_panels_m2: NECB_Default :pv_ground_type: add_pv_ground :rotation_degrees: '90.0' :run_annual_simulation: true :s3_bucket: '834599497928' :scale_x: 1.0 :scale_y: 1.0 :scale_z: 1.0 :scenario: lhs :shw_eff: Natural Gas Direct Vent with Electric Ignition :shw_scale: NECB_Default :skylight_cond: NECB_Default :skylight_solar_trans: NECB_Default :srr_set: '0.08' :template: NECB2017 | https://s3.console.aws.amazon.com/s3/buckets/834599497928?region=ca-central-1&prefix=nshirzad_frontend/Toronto_MidR_Elec_New/sampling-lhs/run/a2e3d495-a49f-44df-b1d1-e58d46a78adb/ | c6317752-7b07-4c10-8a9e-4aad401b2b11 | a2e3d495-a49f-44df-b1d1-e58d46a78adb | SUCCEEDED | 351.907 | 0.43852 | 0.00037126 | 0.00050039 | 36700039.25 | 0.03137 | 2.6559e-05 | 3.5796e-05 | 2625393.1875 | 106.0242 | 51.923 | 3134.61 | 2325.6934 | 40 | MidriseApartment |  |  | 8 | MidriseApartment | 4 |  | 4 | NECB2017 | 0.24343 | 9553.8375 | 15.4293 | 272.1347 | 103.1433 | 46.3841 | 0 | 26.6071 | 0 | 829.8812 | 72.7982 | TORONTO | ONTARIO | 4.0302 | 0 | 0 | 4.0302 | 24.5449 | 0 | 0 | 24.5449 | 0 | 0.060869 | 0 | 0 | 0.48374 | 0.01574 | 0.00096344 | 0.12166 | 0.062764 | 0.038324 | 0 | 0.0014515 | 0.48374 | 0.18196 | 79.0439 | 0 | Electricity | 40 | 0.757 | [5 empty] | 0.142 | 0.278 | 2.4 | 1.9 | 8 | 61.8204 | Toronto Pearson Intl AP | CAN | 382 | 3615 | 43.677 | -79.631 | 5 | 3890 | ON | CAN_AB_Abee.AgDM.712850_CWEC2020.epw | 0.2841 | 1074.7962 | 15.4293 | 61.8204 | 38.7372 | 19.9629 | TRUE | FALSE | FALSE | FALSE | 12.4492 | -21.7135 | -1 | 1.5605 | 0.01344 | 570.38 | 0 | 116.1128 | 7.9599 | 0.068553 | 2909.34 | 0.1 | 2025-01-22 17:03:57 -0500 | dc55d9ddb | 0.6.3 | 0.48374 | 0 | 0 | 0.25 | 0.25 | 0.07462 | 6.3175e-05 | 8.5149e-05 | 6245087.209 | 0.31507 | 0.00026674 | 0.00035952 | 26368496.0625 | 0.03137 | 2.6559e-05 | 3.5796e-05 | 2625393.1289 | 589 | 0 | 0 | 0 |  | Electricity
0 | DifferentialDryBulb | Viessmann Vitocrossal 300 CT3-17 96.2% Efficient Condensing Gas Boiler | No_DCV | HS09_CCASHP_Baseboard | Plate-All | 0.142 | 0.247 | 0.2 | 0.5 | 2.4 | NECB_Default | add_nv | NECB_Default | 359 | NECB_Default | 0.03 | lhs | NECB_Default | NECB_Default | MidriseApartment | NECB_Default | NECB_Default | NECB_Default | NECB_Default | CAN_AB_Abee.AgDM.712850_CWEC2020.epw | NECB_Default | NECB_Default | NECB_Default | NECB_Default | NECB_Default | NECB_Default | NECB_Default | NECB_Default | LED | NECB_Default | NECB_Default | NECB_Default | NECB_Default | NECB_Default | NECB_Default | NECB_Default | NECB_Default | NECB_Default | ElectricityHPElecBackup | NECB_Default | NECB_Default | NECB_Default | NECB_Default | 1 | 1 | 1 | NECB_Default | NECB_Default | NECB_Default | NECB2017 | 5a9ca451-26fc-4d63-805c-1598b8203422 | f2e12f84-ea0a-4715-acbe-730cac1de648 | Toronto_MidR_Elec_New | local_managed_aws_workers | sampling-lhs | TRUE | 5a9ca451-26fc-4d63-805c-1598b8203422 | 834599497928 | :adv_dx_units: NECB_Default :airloop_economizer_type: DifferentialDryBulb :algorithm_type: sampling-lhs :analysis_id: f2e12f84-ea0a-4715-acbe-730cac1de648 :analysis_name: Toronto_MidR_Elec_New :baseline_system_zones_map_option: NECB_Default :boiler_eff: Viessmann Vitocrossal 300 CT3-17 96.2% Efficient Condensing Gas Boiler :building_type: MidriseApartment :chiller_type: NECB_Default :compute_environment: local_managed_aws_workers :datapoint_id: 5a9ca451-26fc-4d63-805c-1598b8203422 :daylighting_type: NECB_Default :dcv_type: No_DCV :door_construction_cond: NECB_Default :ecm_system_name: HS09_CCASHP_Baseboard :electrical_loads_scale: NECB_Default :epw_file: CAN_ON_Toronto.Pearson.Intl.AP.716240_CWEC2016.epw :erv_package: Plate-All :ext_floor_cond: NECB_Default :ext_roof_cond: '0.142' :ext_wall_cond: '0.247' :fdwr_set: '0.2' :fixed_wind_solar_trans: '0.5' :fixed_window_cond: '2.4' :furnace_eff: NECB_Default :glass_door_cond: NECB_Default :glass_door_solar_trans: NECB_Default :ground_floor_cond: NECB_Default :ground_roof_cond: NECB_Default :ground_wall_cond: NECB_Default :infiltration_scale: NECB_Default :job_id: 5a9ca451-26fc-4d63-805c-1598b8203422 :lights_scale: NECB_Default :lights_type: LED :npv_discount_rate: NECB_Default :npv_end_year: NECB_Default :npv_start_year: NECB_Default :nv_delta_temp_in_out: NECB_Default :nv_opening_fraction: NECB_Default :nv_temp_out_min: NECB_Default :nv_type: add_nv :oa_scale: NECB_Default :occupancy_loads_scale: NECB_Default :output_meters: - frequency: hourly name: NaturalGas:Facility - frequency: hourly name: Electricity:Facility - frequency: hourly name: ElectricityNet:Facility - frequency: hourly name: FuelOil#2:Facility :output_variables: [] :overhead_door_cond: NECB_Default :primary_heating_fuel: Electricity :pv_ground_azimuth_angle: NECB_Default :pv_ground_module_description: NECB_Default :pv_ground_tilt_angle: NECB_Default :pv_ground_total_area_pv_panels_m2: NECB_Default :pv_ground_type: NECB_Default :rotation_degrees: '359.0' :run_annual_simulation: true :s3_bucket: '834599497928' :scale_x: 1.0 :scale_y: 1.0 :scale_z: 1.0 :scenario: lhs :shw_eff: NECB_Default :shw_scale: NECB_Default :skylight_cond: NECB_Default :skylight_solar_trans: NECB_Default :srr_set: '0.03' :template: NECB2017 | https://s3.console.aws.amazon.com/s3/buckets/834599497928?region=ca-central-1&prefix=nshirzad_frontend/Toronto_MidR_Elec_New/sampling-lhs/run/5a9ca451-26fc-4d63-805c-1598b8203422/ | 6fc23c5e-19d2-4cdf-a3a7-6f960a2d5e50 | 5a9ca451-26fc-4d63-805c-1598b8203422 | SUCCEEDED | 694.5749 | 0.4421 | 0.0003743 | 0.00050448 | 37000286.5 | 0.039785 | 3.3683e-05 | 4.5399e-05 | 3329690.5625 | 93.8456 | 37.646 | 3134.61 | 2325.6934 | 20 | MidriseApartment |  |  | 3 | MidriseApartment | 4 |  | 4 | NECB2017 | 0.24343 | 9553.8375 | 10.2387 | 261.2733 | 42.8615 | 46.3841 | 0 | 26.6071 | 0 | 458.0895 | 80.9635 | TORONTO | ONTARIO | 3.6631 | 0 | 0 | 3.6631 | 22.3094 | 0 | 0 | 22.3094 | 0 | 0.044615 | 0 | 0 | 0.43968 | 0.035315 | 0.00074969 | 0.0745 | 0.062764 | 0.038324 | 0 | 0.0014515 | 0.43968 | 0.18196 | 65.2176 | 0 | Electricity | 20 | 0.757 | [5 empty] | 0.142 | 0.247 | 2.4 | 1.9 | 3 | 46.4729 | Toronto Pearson Intl AP | CAN | 382 | 3615 | 43.677 | -79.631 | 5 | 3890 | ON | CAN_AB_Abee.AgDM.712850_CWEC2020.epw | 0.43968 | 837.1259 | 10.2387 | 46.4729 | 38.7372 | 19.9629 | TRUE | TRUE | FALSE | FALSE | 12.4492 | -21.7135 | -1 | 1.5605 | 0.01344 | 570.38 | 0 | 116.1128 | 7.9599 | 0.068553 | 2909.34 | 0.1 | 2025-01-22 16:58:53 -0500 | dc55d9ddb | 0.6.3 | 0.43968 | 813 | 813 | 0 | 0 | 0.07462 | 6.3175e-05 | 8.5149e-05 | 6245087.209 | 0.31765 | 0.00026893 | 0.00036247 | 26584314.5 | 0.039785 | 3.3683e-05 | 4.5399e-05 | 3329690.6328 | 552 | 0 | 0 | 0 |  | Electricity
0 | DifferentialEnthalpy | Viessmann Vitocrossal 300 CT3-17 96.2% Efficient Condensing Gas Boiler | No_DCV | HS12_ASHP_Baseboard | Plate-All | 0.121 | 0.183 | 0.6 | 0.5 | 2.2 | NECB 85% Efficient Condensing Gas Furnace | add_nv | NECB_Default | 270 | Natural Gas Direct Vent with Electric Ignition | 0.08 | lhs | NECB_Default | NECB_Default | MidriseApartment | NECB_Default | NECB_Default | NECB_Default | NECB_Default | CAN_AB_Abee.AgDM.712850_CWEC2020.epw | NECB_Default | NECB_Default | NECB_Default | NECB_Default | NECB_Default | NECB_Default | NECB_Default | NECB_Default | LED | NECB_Default | NECB_Default | NECB_Default | NECB_Default | NECB_Default | NECB_Default | NECB_Default | NECB_Default | NECB_Default | ElectricityHPElecBackup | NECB_Default | NECB_Default | NECB_Default | NECB_Default | 1 | 1 | 1 | NECB_Default | NECB_Default | NECB_Default | NECB2017 | 26bbd597-8703-4f7a-80d5-613270d3fabc | f2e12f84-ea0a-4715-acbe-730cac1de648 | Toronto_MidR_Elec_New | local_managed_aws_workers | sampling-lhs | TRUE | 26bbd597-8703-4f7a-80d5-613270d3fabc | 834599497928 | :adv_dx_units: NECB_Default :airloop_economizer_type: DifferentialEnthalpy :algorithm_type: sampling-lhs :analysis_id: f2e12f84-ea0a-4715-acbe-730cac1de648 :analysis_name: Toronto_MidR_Elec_New :baseline_system_zones_map_option: NECB_Default :boiler_eff: Viessmann Vitocrossal 300 CT3-17 96.2% Efficient Condensing Gas Boiler :building_type: MidriseApartment :chiller_type: NECB_Default :compute_environment: local_managed_aws_workers :datapoint_id: 26bbd597-8703-4f7a-80d5-613270d3fabc :daylighting_type: NECB_Default :dcv_type: No_DCV :door_construction_cond: NECB_Default :ecm_system_name: HS12_ASHP_Baseboard :electrical_loads_scale: NECB_Default :epw_file: CAN_ON_Toronto.Pearson.Intl.AP.716240_CWEC2016.epw :erv_package: Plate-All :ext_floor_cond: NECB_Default :ext_roof_cond: '0.121' :ext_wall_cond: '0.183' :fdwr_set: '0.6' :fixed_wind_solar_trans: '0.5' :fixed_window_cond: '2.2' :furnace_eff: NECB 85% Efficient Condensing Gas Furnace :glass_door_cond: NECB_Default :glass_door_solar_trans: NECB_Default :ground_floor_cond: NECB_Default :ground_roof_cond: NECB_Default :ground_wall_cond: NECB_Default :infiltration_scale: NECB_Default :job_id: 26bbd597-8703-4f7a-80d5-613270d3fabc :lights_scale: NECB_Default :lights_type: LED :npv_discount_rate: NECB_Default :npv_end_year: NECB_Default :npv_start_year: NECB_Default :nv_delta_temp_in_out: NECB_Default :nv_opening_fraction: NECB_Default :nv_temp_out_min: NECB_Default :nv_type: add_nv :oa_scale: NECB_Default :occupancy_loads_scale: NECB_Default :output_meters: - frequency: hourly name: NaturalGas:Facility - frequency: hourly name: Electricity:Facility - frequency: hourly name: ElectricityNet:Facility - frequency: hourly name: FuelOil#2:Facility :output_variables: [] :overhead_door_cond: NECB_Default :primary_heating_fuel: Electricity :pv_ground_azimuth_angle: NECB_Default :pv_ground_module_description: NECB_Default :pv_ground_tilt_angle: NECB_Default :pv_ground_total_area_pv_panels_m2: NECB_Default :pv_ground_type: add_pv_ground :rotation_degrees: '270.0' :run_annual_simulation: true :s3_bucket: '834599497928' :scale_x: 1.0 :scale_y: 1.0 :scale_z: 1.0 :scenario: lhs :shw_eff: Natural Gas Direct Vent with Electric Ignition :shw_scale: NECB_Default :skylight_cond: NECB_Default :skylight_solar_trans: NECB_Default :srr_set: '0.08' :template: NECB2017 | https://s3.console.aws.amazon.com/s3/buckets/834599497928?region=ca-central-1&prefix=nshirzad_frontend/Toronto_MidR_Elec_New/sampling-lhs/run/26bbd597-8703-4f7a-80d5-613270d3fabc/ | 1d666253-0aa6-46ea-b282-f5e64142341c | 26bbd597-8703-4f7a-80d5-613270d3fabc | SUCCEEDED | 608.1973 | 0.48201 | 0.00040808 | 0.00055002 | 40339796 | 0.042419 | 3.5913e-05 | 4.8405e-05 | 3550135.0625 | 131.4075 | 41.5239 | 3134.61 | 2325.6934 | 60 | MidriseApartment |  |  | 8 | MidriseApartment | 4 |  | 4 | NECB2017 | 0.24343 | 9553.8375 | 23.4569 | 316.15 | 70.7373 | 46.3841 | 0 | 26.6071 | 0 | 848.3499 | 79.6571 | TORONTO | ONTARIO | 4.7935 | 0 | 0 | 4.7935 | 29.1935 | 0 | 0 | 29.1935 | 0 | 0.0985 | 0 | 0 | 0.57535 | 0.081114 | 0.0011995 | 0.11003 | 0.062764 | 0.038324 | 0 | 0.0014515 | 0.57535 | 0.18197 | 83.248 | 0 | Electricity | 60 | 0.757 | [5 empty] | 0.121 | 0.183 | 2.2 | 1.9 | 8 | 63.2584 | Toronto Pearson Intl AP | CAN | 382 | 3615 | 43.677 | -79.631 | 5 | 3890 | ON | CAN_AB_Abee.AgDM.712850_CWEC2020.epw | 0.37572 | 1172.248 | 23.4569 | 63.2584 | 38.7372 | 19.9629 | TRUE | FALSE | FALSE | FALSE | 12.4492 | -21.7135 | -1 | 1.5606 | 0.01344 | 570.4 | 0 | 116.1128 | 7.9599 | 0.068553 | 2909.34 | 0.1 | 2025-01-22 17:12:39 -0500 | dc55d9ddb | 0.6.3 | 0.57535 | 348.25 | 348.25 | 0 | 0 | 0.07462 | 6.3175e-05 | 8.5149e-05 | 6245087.209 | 0.34632 | 0.0002932 | 0.00039518 | 28983690.8125 | 0.042419 | 3.5913e-05 | 4.8405e-05 | 3550135 | 561 | 0 | 0 | 0 |  | Electricity
0 | DifferentialEnthalpy | NECB_Default | No_DCV | HS08_CCASHP_VRF | NECB_Default_All | 0.193 | 0.21 | 0.4 | 0.4 | 2.2 | NECB_Default | NECB_Default | NECB_Default | 90 | Natural Gas Direct Vent with Electric Ignition | 0.05 | lhs | NECB_Default | NECB_Default | MidriseApartment | NECB_Default | NECB_Default | NECB_Default | NECB_Default | CAN_AB_Abee.AgDM.712850_CWEC2020.epw | NECB_Default | NECB_Default | NECB_Default | NECB_Default | NECB_Default | NECB_Default | NECB_Default | NECB_Default | LED | NECB_Default | NECB_Default | NECB_Default | NECB_Default | NECB_Default | NECB_Default | NECB_Default | NECB_Default | NECB_Default | ElectricityHPElecBackup | NECB_Default | NECB_Default | NECB_Default | NECB_Default | 1 | 1 | 1 | NECB_Default | NECB_Default | NECB_Default | NECB2017 | 99842263-d9a2-4ee7-ba13-a60350eabcd5 | f2e12f84-ea0a-4715-acbe-730cac1de648 | Toronto_MidR_Elec_New | local_managed_aws_workers | sampling-lhs | TRUE | 99842263-d9a2-4ee7-ba13-a60350eabcd5 | 834599497928 | :adv_dx_units: NECB_Default :airloop_economizer_type: DifferentialEnthalpy :algorithm_type: sampling-lhs :analysis_id: f2e12f84-ea0a-4715-acbe-730cac1de648 :analysis_name: Toronto_MidR_Elec_New :baseline_system_zones_map_option: NECB_Default :boiler_eff: NECB_Default :building_type: MidriseApartment :chiller_type: NECB_Default :compute_environment: local_managed_aws_workers :datapoint_id: 99842263-d9a2-4ee7-ba13-a60350eabcd5 :daylighting_type: NECB_Default :dcv_type: No_DCV :door_construction_cond: NECB_Default :ecm_system_name: HS08_CCASHP_VRF :electrical_loads_scale: NECB_Default :epw_file: CAN_ON_Toronto.Pearson.Intl.AP.716240_CWEC2016.epw :erv_package: NECB_Default_All :ext_floor_cond: NECB_Default :ext_roof_cond: '0.193' :ext_wall_cond: '0.21' :fdwr_set: '0.4' :fixed_wind_solar_trans: '0.4' :fixed_window_cond: '2.2' :furnace_eff: NECB_Default :glass_door_cond: NECB_Default :glass_door_solar_trans: NECB_Default :ground_floor_cond: NECB_Default :ground_roof_cond: NECB_Default :ground_wall_cond: NECB_Default :infiltration_scale: NECB_Default :job_id: 99842263-d9a2-4ee7-ba13-a60350eabcd5 :lights_scale: NECB_Default :lights_type: LED :npv_discount_rate: NECB_Default :npv_end_year: NECB_Default :npv_start_year: NECB_Default :nv_delta_temp_in_out: NECB_Default :nv_opening_fraction: NECB_Default :nv_temp_out_min: NECB_Default :nv_type: NECB_Default :oa_scale: NECB_Default :occupancy_loads_scale: NECB_Default :output_meters: - frequency: hourly name: NaturalGas:Facility - frequency: hourly name: Electricity:Facility - frequency: hourly name: ElectricityNet:Facility - frequency: hourly name: FuelOil#2:Facility :output_variables: [] :overhead_door_cond: NECB_Default :primary_heating_fuel: Electricity :pv_ground_azimuth_angle: NECB_Default :pv_ground_module_description: NECB_Default :pv_ground_tilt_angle: NECB_Default :pv_ground_total_area_pv_panels_m2: NECB_Default :pv_ground_type: add_pv_ground :rotation_degrees: '90.0' :run_annual_simulation: true :s3_bucket: '834599497928' :scale_x: 1.0 :scale_y: 1.0 :scale_z: 1.0 :scenario: lhs :shw_eff: Natural Gas Direct Vent with Electric Ignition :shw_scale: NECB_Default :skylight_cond: NECB_Default :skylight_solar_trans: NECB_Default :srr_set: '0.05' :template: NECB2017 | https://s3.console.aws.amazon.com/s3/buckets/834599497928?region=ca-central-1&prefix=nshirzad_frontend/Toronto_MidR_Elec_New/sampling-lhs/run/99842263-d9a2-4ee7-ba13-a60350eabcd5/ | 34692ccd-9ac2-4818-a868-7d465c82774a | 99842263-d9a2-4ee7-ba13-a60350eabcd5 | SUCCEEDED | 486.8788 | 0.4928 | 0.00041722 | 0.00056234 | 41243594.5 | 0 | 0 | 0 | 0 | 95.1093 | 50.1551 | 3134.61 | 2325.6934 | 40 | MidriseApartment |  |  | 5 | MidriseApartment | 4 |  | 4 | NECB2017 | 0.24343 | 9553.8375 | 13.0638 | 282.602 | 201.9065 | 46.3841 | 0 | 26.6071 | 0 | 918.3283 | 52.0141 | TORONTO | ONTARIO | 3.7001 | 0 | 0 | 3.7001 | 22.5346 | 0 | 0 | 22.5346 | 0 | 0.051435 | 0 | 0 | 0.44412 | 0.017485 | 0.00064123 | 0.090059 | 0.062764 | 0.038324 | 0 | 0.0014515 | 0.44412 | 0.18196 | 62.5305 | 0 | Electricity | 40 | 0.757 | [5 empty] | 0.193 | 0.21 | 2.2 | 1.9 | 5 | 47.9354 | Toronto Pearson Intl AP | CAN | 382 | 3615 | 43.677 | -79.631 | 5 | 3890 | ON | CAN_AB_Abee.AgDM.712850_CWEC2020.epw | 0.24448 | 1129.0879 | 13.0638 | 47.9354 | 38.7373 | 19.9629 | TRUE | FALSE | FALSE | FALSE | 12.4492 | -21.7135 | -1 | 1.5605 | 0.01344 | 570.38 | 0 | 116.1128 | 7.9599 | 0.068553 | 2909.34 | 0.1 | 2025-01-22 17:12:29 -0500 | dc55d9ddb | 0.6.3 | 0.44412 | 50.75 | 50.75 | 0 | 0 | 0.07462 | 6.3175e-05 | 8.5149e-05 | 6245087.209 | 0.35407 | 0.00029977 | 0.00040403 | 29632986.3125 | 0 | 0 | 0 | 0 | 103 | 0 | 0 | 0 |  | Electricity
0 | DifferentialEnthalpy | NECB_Default | CO2_based_DCV | HS09_CCASHP_Baseboard | Rotary-Existing | 0.121 | 0.247 | 0.4 | 0.3 | 2.2 | NECB 85% Efficient Condensing Gas Furnace | NECB_Default | NECB_Default | 180 | Natural Gas Direct Vent with Electric Ignition | 0.08 | lhs | NECB_Default | NECB_Default | MidriseApartment | NECB_Default | NECB_Default | NECB_Default | NECB_Default | CAN_AB_Abee.AgDM.712850_CWEC2020.epw | NECB_Default | NECB_Default | NECB_Default | NECB_Default | NECB_Default | NECB_Default | NECB_Default | NECB_Default | LED | NECB_Default | NECB_Default | NECB_Default | NECB_Default | NECB_Default | NECB_Default | NECB_Default | NECB_Default | NECB_Default | ElectricityHPElecBackup | NECB_Default | NECB_Default | NECB_Default | NECB_Default | 1 | 1 | 1 | NECB_Default | NECB_Default | NECB_Default | NECB2017 | 9f32e599-fbbe-4a50-8e77-54ba9a095cb5 | f2e12f84-ea0a-4715-acbe-730cac1de648 | Toronto_MidR_Elec_New | local_managed_aws_workers | sampling-lhs | TRUE | 9f32e599-fbbe-4a50-8e77-54ba9a095cb5 | 834599497928 | :adv_dx_units: NECB_Default :airloop_economizer_type: DifferentialEnthalpy :algorithm_type: sampling-lhs :analysis_id: f2e12f84-ea0a-4715-acbe-730cac1de648 :analysis_name: Toronto_MidR_Elec_New :baseline_system_zones_map_option: NECB_Default :boiler_eff: NECB_Default :building_type: MidriseApartment :chiller_type: NECB_Default :compute_environment: local_managed_aws_workers :datapoint_id: 9f32e599-fbbe-4a50-8e77-54ba9a095cb5 :daylighting_type: NECB_Default :dcv_type: CO2_based_DCV :door_construction_cond: NECB_Default :ecm_system_name: HS09_CCASHP_Baseboard :electrical_loads_scale: NECB_Default :epw_file: CAN_ON_Toronto.Pearson.Intl.AP.716240_CWEC2016.epw :erv_package: Rotary-Existing :ext_floor_cond: NECB_Default :ext_roof_cond: '0.121' :ext_wall_cond: '0.247' :fdwr_set: '0.4' :fixed_wind_solar_trans: '0.3' :fixed_window_cond: '2.2' :furnace_eff: NECB 85% Efficient Condensing Gas Furnace :glass_door_cond: NECB_Default :glass_door_solar_trans: NECB_Default :ground_floor_cond: NECB_Default :ground_roof_cond: NECB_Default :ground_wall_cond: NECB_Default :infiltration_scale: NECB_Default :job_id: 9f32e599-fbbe-4a50-8e77-54ba9a095cb5 :lights_scale: NECB_Default :lights_type: LED :npv_discount_rate: NECB_Default :npv_end_year: NECB_Default :npv_start_year: NECB_Default :nv_delta_temp_in_out: NECB_Default :nv_opening_fraction: NECB_Default :nv_temp_out_min: NECB_Default :nv_type: NECB_Default :oa_scale: NECB_Default :occupancy_loads_scale: NECB_Default :output_meters: - frequency: hourly name: NaturalGas:Facility - frequency: hourly name: Electricity:Facility - frequency: hourly name: ElectricityNet:Facility - frequency: hourly name: FuelOil#2:Facility :output_variables: [] :overhead_door_cond: NECB_Default :primary_heating_fuel: Electricity :pv_ground_azimuth_angle: NECB_Default :pv_ground_module_description: NECB_Default :pv_ground_tilt_angle: NECB_Default :pv_ground_total_area_pv_panels_m2: NECB_Default :pv_ground_type: add_pv_ground :rotation_degrees: '180.0' :run_annual_simulation: true :s3_bucket: '834599497928' :scale_x: 1.0 :scale_y: 1.0 :scale_z: 1.0 :scenario: lhs :shw_eff: Natural Gas Direct Vent with Electric Ignition :shw_scale: NECB_Default :skylight_cond: NECB_Default :skylight_solar_trans: NECB_Default :srr_set: '0.08' :template: NECB2017 | https://s3.console.aws.amazon.com/s3/buckets/834599497928?region=ca-central-1&prefix=nshirzad_frontend/Toronto_MidR_Elec_New/sampling-lhs/run/9f32e599-fbbe-4a50-8e77-54ba9a095cb5/ | a3556aae-4a7e-489b-b96c-8ed73cbd4eef | 9f32e599-fbbe-4a50-8e77-54ba9a095cb5 | SUCCEEDED | 529.5497 | 0.28816 | 0.00024396 | 0.00032882 | 24116423.5 | 0 | 0 | 0 | 0 | 95.0676 | 19.2076 | 3134.61 | 2325.6934 | 40 | MidriseApartment |  |  | 8 | MidriseApartment | 4 |  | 4 | NECB2017 | 0.24343 | 9553.8375 | 12.8838 | 296.3016 | 48.2976 | 46.3841 | 0 | 26.6071 | 0 | 797.4108 | 71.0063 | TORONTO | ONTARIO | 3.697 | 0 | 0 | 3.697 | 22.5157 | 0 | 0 | 22.5157 | 0 | 0.051292 | 0 | 0 | 0.44375 | 0.053031 | 0.00042111 | 0.054508 | 0.062764 | 0.038324 | 0 | 0.0014515 | 0.44375 | 0.18196 | 73.0218 | 0 | Electricity | 40 | 0.757 | [5 empty] | 0.121 | 0.247 | 2.2 | 1.9 | 8 | 54.8838 | Toronto Pearson Intl AP | CAN | 382 | 3615 | 43.677 | -79.631 | 5 | 3890 | ON | CAN_AB_Abee.AgDM.712850_CWEC2020.epw | 0.24411 | 1007.8515 | 12.8838 | 54.8838 | 38.7373 | 19.963 | TRUE | FALSE | TRUE | FALSE | 12.4492 | -21.7135 | -1 | 1.5605 | 0.01344 | 570.38 | 0 | 116.1128 | 7.9599 | 0.068553 | 2909.34 | 0.1 | 2025-01-22 17:08:17 -0500 | dc55d9ddb | 0.6.3 | 0.44375 | 994.25 | 994.25 | 0 | 0 | 0.07462 | 6.3175e-05 | 8.5149e-05 | 6245087.209 | 0.20704 | 0.00017529 | 0.00023625 | 17327514.2188 | 0 | 0 | 0 | 0 | 198 | 0 | 0 | 0 |  | Electricity
0 | NECB_Default | NECB_Default | Occupancy_based_DCV | HS11_ASHP_PTHP | NECB_Default_All | 0.162 | 0.247 | 0.6 | 0.3 | 2.4 | NECB_Default | add_nv | NECB_Default | 90 | Natural Gas Direct Vent with Electric Ignition | 0.08 | lhs | NECB_Default | NECB_Default | MidriseApartment | NECB_Default | NECB_Default | NECB_Default | NECB_Default | CAN_AB_Abee.AgDM.712850_CWEC2020.epw | NECB_Default | NECB_Default | NECB_Default | NECB_Default | NECB_Default | NECB_Default | NECB_Default | NECB_Default | LED | NECB_Default | NECB_Default | NECB_Default | NECB_Default | NECB_Default | NECB_Default | NECB_Default | NECB_Default | NECB_Default | ElectricityHPElecBackup | NECB_Default | NECB_Default | NECB_Default | NECB_Default | 1 | 1 | 1 | NECB_Default | NECB_Default | NECB_Default | NECB2017 | 6b4dfe37-baa4-4aaf-ac77-6b9dba021345 | f2e12f84-ea0a-4715-acbe-730cac1de648 | Toronto_MidR_Elec_New | local_managed_aws_workers | sampling-lhs | TRUE | 6b4dfe37-baa4-4aaf-ac77-6b9dba021345 | 834599497928 | :adv_dx_units: NECB_Default :airloop_economizer_type: NECB_Default :algorithm_type: sampling-lhs :analysis_id: f2e12f84-ea0a-4715-acbe-730cac1de648 :analysis_name: Toronto_MidR_Elec_New :baseline_system_zones_map_option: NECB_Default :boiler_eff: NECB_Default :building_type: MidriseApartment :chiller_type: NECB_Default :compute_environment: local_managed_aws_workers :datapoint_id: 6b4dfe37-baa4-4aaf-ac77-6b9dba021345 :daylighting_type: NECB_Default :dcv_type: Occupancy_based_DCV :door_construction_cond: NECB_Default :ecm_system_name: HS11_ASHP_PTHP :electrical_loads_scale: NECB_Default :epw_file: CAN_ON_Toronto.Pearson.Intl.AP.716240_CWEC2016.epw :erv_package: NECB_Default_All :ext_floor_cond: NECB_Default :ext_roof_cond: '0.162' :ext_wall_cond: '0.247' :fdwr_set: '0.6' :fixed_wind_solar_trans: '0.3' :fixed_window_cond: '2.4' :furnace_eff: NECB_Default :glass_door_cond: NECB_Default :glass_door_solar_trans: NECB_Default :ground_floor_cond: NECB_Default :ground_roof_cond: NECB_Default :ground_wall_cond: NECB_Default :infiltration_scale: NECB_Default :job_id: 6b4dfe37-baa4-4aaf-ac77-6b9dba021345 :lights_scale: NECB_Default :lights_type: LED :npv_discount_rate: NECB_Default :npv_end_year: NECB_Default :npv_start_year: NECB_Default :nv_delta_temp_in_out: NECB_Default :nv_opening_fraction: NECB_Default :nv_temp_out_min: NECB_Default :nv_type: add_nv :oa_scale: NECB_Default :occupancy_loads_scale: NECB_Default :output_meters: - frequency: hourly name: NaturalGas:Facility - frequency: hourly name: Electricity:Facility - frequency: hourly name: ElectricityNet:Facility - frequency: hourly name: FuelOil#2:Facility :output_variables: [] :overhead_door_cond: NECB_Default :primary_heating_fuel: Electricity :pv_ground_azimuth_angle: NECB_Default :pv_ground_module_description: NECB_Default :pv_ground_tilt_angle: NECB_Default :pv_ground_total_area_pv_panels_m2: NECB_Default :pv_ground_type: NECB_Default :rotation_degrees: '90.0' :run_annual_simulation: true :s3_bucket: '834599497928' :scale_x: 1.0 :scale_y: 1.0 :scale_z: 1.0 :scenario: lhs :shw_eff: Natural Gas Direct Vent with Electric Ignition :shw_scale: NECB_Default :skylight_cond: NECB_Default :skylight_solar_trans: NECB_Default :srr_set: '0.08' :template: NECB2017 | https://s3.console.aws.amazon.com/s3/buckets/834599497928?region=ca-central-1&prefix=nshirzad_frontend/Toronto_MidR_Elec_New/sampling-lhs/run/6b4dfe37-baa4-4aaf-ac77-6b9dba021345/ | c5db22d9-12a6-4f42-874a-ecadf2447e04 | 6b4dfe37-baa4-4aaf-ac77-6b9dba021345 | SUCCEEDED | 727.7256 | 0.43217 | 0.00036589 | 0.00049315 | 36168992.5 | 0.034162 | 2.8922e-05 | 3.8982e-05 | 2859047.2344 | 99.689 | 44.0149 | 3134.61 | 2325.6934 | 60 | MidriseApartment |  |  | 8 | MidriseApartment | 4 |  | 4 | NECB2017 | 0.24343 | 9553.8375 | 17.3216 | 284.9445 | 106.59 | 46.3841 | 0 | 26.6071 | 0 | 537.3239 | 72.7982 | TORONTO | ONTARIO | 3.889 | 0 | 0 | 3.889 | 23.6853 | 0 | 0 | 23.6853 | 0 | 0.061108 | 0 | 0 | 0.4668 | 0.015938 | 0.0068334 | 0.098421 | 0.062764 | 0.038324 | 0 | 0.0014515 | 0.4668 | 0.18196 | 80.5725 | 0 | Electricity | 60 | 0.757 | [5 empty] | 0.162 | 0.247 | 2.4 | 1.9 | 8 | 64.3704 | Toronto Pearson Intl AP | CAN | 382 | 3615 | 43.677 | -79.631 | 5 | 3890 | ON | CAN_AB_Abee.AgDM.712850_CWEC2020.epw | 0.4668 | 939.7397 | 17.3216 | 64.3704 | 38.7373 | 19.9629 | TRUE | FALSE | FALSE | FALSE | 12.4492 | -21.7135 | -1 | 1.5605 | 0.01344 | 570.38 | 0 | 116.1128 | 7.9599 | 0.068553 | 2909.34 | 0.1 | 2025-01-22 16:58:43 -0500 | dc55d9ddb | 0.6.3 | 0.4668 | 0 | 0 | 0 | 0 | 0.07462 | 6.3175e-05 | 8.5149e-05 | 6245087.209 | 0.31051 | 0.00026288 | 0.00035432 | 25986962.375 | 0.034162 | 2.8922e-05 | 3.8982e-05 | 2859047.2227 | 589 | 0 | 0 | 0 |  | Electricity
0 | NECB_Default | NECB_Default | No_DCV | HS11_ASHP_PTHP | Rotary-All | 0.142 | 0.247 | 0.5 | 0.5 | 2.2 | NECB 85% Efficient Condensing Gas Furnace | NECB_Default | NECB_Default | 270 | Natural Gas Power Vent with Electric Ignition | 0.1 | lhs | NECB_Default | NECB_Default | MidriseApartment | NECB_Default | NECB_Default | NECB_Default | NECB_Default | CAN_AB_Abee.AgDM.712850_CWEC2020.epw | NECB_Default | NECB_Default | NECB_Default | NECB_Default | NECB_Default | NECB_Default | NECB_Default | NECB_Default | LED | NECB_Default | NECB_Default | NECB_Default | NECB_Default | NECB_Default | NECB_Default | NECB_Default | NECB_Default | NECB_Default | ElectricityHPElecBackup | NECB_Default | NECB_Default | NECB_Default | NECB_Default | 1 | 1 | 1 | NECB_Default | NECB_Default | NECB_Default | NECB2017 | 30bce701-0886-48ac-befb-534f8b6c58ac | f2e12f84-ea0a-4715-acbe-730cac1de648 | Toronto_MidR_Elec_New | local_managed_aws_workers | sampling-lhs | TRUE | 30bce701-0886-48ac-befb-534f8b6c58ac | 834599497928 | :adv_dx_units: NECB_Default :airloop_economizer_type: NECB_Default :algorithm_type: sampling-lhs :analysis_id: f2e12f84-ea0a-4715-acbe-730cac1de648 :analysis_name: Toronto_MidR_Elec_New :baseline_system_zones_map_option: NECB_Default :boiler_eff: NECB_Default :building_type: MidriseApartment :chiller_type: NECB_Default :compute_environment: local_managed_aws_workers :datapoint_id: 30bce701-0886-48ac-befb-534f8b6c58ac :daylighting_type: NECB_Default :dcv_type: No_DCV :door_construction_cond: NECB_Default :ecm_system_name: HS11_ASHP_PTHP :electrical_loads_scale: NECB_Default :epw_file: CAN_ON_Toronto.Pearson.Intl.AP.716240_CWEC2016.epw :erv_package: Rotary-All :ext_floor_cond: NECB_Default :ext_roof_cond: '0.142' :ext_wall_cond: '0.247' :fdwr_set: '0.5' :fixed_wind_solar_trans: '0.5' :fixed_window_cond: '2.2' :furnace_eff: NECB 85% Efficient Condensing Gas Furnace :glass_door_cond: NECB_Default :glass_door_solar_trans: NECB_Default :ground_floor_cond: NECB_Default :ground_roof_cond: NECB_Default :ground_wall_cond: NECB_Default :infiltration_scale: NECB_Default :job_id: 30bce701-0886-48ac-befb-534f8b6c58ac :lights_scale: NECB_Default :lights_type: LED :npv_discount_rate: NECB_Default :npv_end_year: NECB_Default :npv_start_year: NECB_Default :nv_delta_temp_in_out: NECB_Default :nv_opening_fraction: NECB_Default :nv_temp_out_min: NECB_Default :nv_type: NECB_Default :oa_scale: NECB_Default :occupancy_loads_scale: NECB_Default :output_meters: - frequency: hourly name: NaturalGas:Facility - frequency: hourly name: Electricity:Facility - frequency: hourly name: ElectricityNet:Facility - frequency: hourly name: FuelOil#2:Facility :output_variables: [] :overhead_door_cond: NECB_Default :primary_heating_fuel: Electricity :pv_ground_azimuth_angle: NECB_Default :pv_ground_module_description: NECB_Default :pv_ground_tilt_angle: NECB_Default :pv_ground_total_area_pv_panels_m2: NECB_Default :pv_ground_type: NECB_Default :rotation_degrees: '270.0' :run_annual_simulation: true :s3_bucket: '834599497928' :scale_x: 1.0 :scale_y: 1.0 :scale_z: 1.0 :scenario: lhs :shw_eff: Natural Gas Power Vent with Electric Ignition :shw_scale: NECB_Default :skylight_cond: NECB_Default :skylight_solar_trans: NECB_Default :srr_set: '0.1' :template: NECB2017 | https://s3.console.aws.amazon.com/s3/buckets/834599497928?region=ca-central-1&prefix=nshirzad_frontend/Toronto_MidR_Elec_New/sampling-lhs/run/30bce701-0886-48ac-befb-534f8b6c58ac/ | cc958a55-b4bb-485b-aa91-d0c65cfded10 | 30bce701-0886-48ac-befb-534f8b6c58ac | SUCCEEDED | 774.8708 | 0.4928 | 0.00041722 | 0.00056234 | 41243594.5 | 0 | 0 | 0 | 0 | 95.5905 | 23.0908 | 3134.61 | 2325.6934 | 50 | MidriseApartment |  |  | 10 | MidriseApartment | 4 |  | 4 | NECB2017 | 0.24343 | 9553.8375 | 20.0192 | 299.4226 | 132.5935 | 46.3841 | 0 | 26.6071 | 0 | 546.7573 | 41.7503 | TORONTO | ONTARIO | 3.7741 | 0 | 0 | 3.7741 | 22.9852 | 0 | 0 | 22.9852 | 0 | 0.087379 | 0 | 0 | 0.453 | 0.01819 | 0.0077904 | 0.055146 | 0.062764 | 0.038324 | 0 | 0.0014515 | 0.453 | 0.18196 | 71.8578 | 0 | Electricity | 50 | 0.757 | [5 empty] | 0.142 | 0.247 | 2.2 | 1.9 | 10 | 55.9999 | Toronto Pearson Intl AP | CAN | 382 | 3615 | 43.677 | -79.631 | 5 | 3890 | ON | CAN_AB_Abee.AgDM.712850_CWEC2020.epw | 0.453 | 937.2765 | 20.0192 | 55.9999 | 38.7373 | 19.9629 | TRUE | FALSE | TRUE | FALSE | 12.4492 | -21.7135 | -1 | 1.5605 | 0.01344 | 570.37 | 0 | 116.1128 | 7.9599 | 0.068553 | 2909.34 | 0.1 | 2025-01-22 16:58:22 -0500 | dc55d9ddb | 0.6.3 | 0.453 | 0 | 0 | 0.25 | 0.25 | 0.07462 | 6.3175e-05 | 8.5149e-05 | 6245087.209 | 0.35407 | 0.00029977 | 0.00040403 | 29632954 | 0 | 0 | 0 | 0 | 184 | 0 | 0 | 0 |  | Electricity
0 | DifferentialEnthalpy | NECB 88% Efficient Condensing Boiler | No_DCV | HS12_ASHP_Baseboard | Rotary-All | 0.193 | 0.21 | 0.69 | 0.6 | 2.2 | NECB 85% Efficient Condensing Gas Furnace | NECB_Default | NECB_Default | 90 | Natural Gas Direct Vent with Electric Ignition | 0.08 | lhs | NECB_Default | NECB_Default | MidriseApartment | NECB_Default | NECB_Default | NECB_Default | NECB_Default | CAN_AB_Abee.AgDM.712850_CWEC2020.epw | NECB_Default | NECB_Default | NECB_Default | NECB_Default | NECB_Default | NECB_Default | NECB_Default | NECB_Default | LED | NECB_Default | NECB_Default | NECB_Default | NECB_Default | NECB_Default | NECB_Default | NECB_Default | NECB_Default | NECB_Default | ElectricityHPElecBackup | NECB_Default | NECB_Default | NECB_Default | NECB_Default | 1 | 1 | 1 | NECB_Default | NECB_Default | NECB_Default | NECB2017 | 04c62d98-1dc4-4379-878d-f78e24a82ab6 | f2e12f84-ea0a-4715-acbe-730cac1de648 | Toronto_MidR_Elec_New | local_managed_aws_workers | sampling-lhs | TRUE | 04c62d98-1dc4-4379-878d-f78e24a82ab6 | 834599497928 | :adv_dx_units: NECB_Default :airloop_economizer_type: DifferentialEnthalpy :algorithm_type: sampling-lhs :analysis_id: f2e12f84-ea0a-4715-acbe-730cac1de648 :analysis_name: Toronto_MidR_Elec_New :baseline_system_zones_map_option: NECB_Default :boiler_eff: NECB 88% Efficient Condensing Boiler :building_type: MidriseApartment :chiller_type: NECB_Default :compute_environment: local_managed_aws_workers :datapoint_id: 04c62d98-1dc4-4379-878d-f78e24a82ab6 :daylighting_type: NECB_Default :dcv_type: No_DCV :door_construction_cond: NECB_Default :ecm_system_name: HS12_ASHP_Baseboard :electrical_loads_scale: NECB_Default :epw_file: CAN_ON_Toronto.Pearson.Intl.AP.716240_CWEC2016.epw :erv_package: Rotary-All :ext_floor_cond: NECB_Default :ext_roof_cond: '0.193' :ext_wall_cond: '0.21' :fdwr_set: '0.69' :fixed_wind_solar_trans: '0.6' :fixed_window_cond: '2.2' :furnace_eff: NECB 85% Efficient Condensing Gas Furnace :glass_door_cond: NECB_Default :glass_door_solar_trans: NECB_Default :ground_floor_cond: NECB_Default :ground_roof_cond: NECB_Default :ground_wall_cond: NECB_Default :infiltration_scale: NECB_Default :job_id: 04c62d98-1dc4-4379-878d-f78e24a82ab6 :lights_scale: NECB_Default :lights_type: LED :npv_discount_rate: NECB_Default :npv_end_year: NECB_Default :npv_start_year: NECB_Default :nv_delta_temp_in_out: NECB_Default :nv_opening_fraction: NECB_Default :nv_temp_out_min: NECB_Default :nv_type: NECB_Default :oa_scale: NECB_Default :occupancy_loads_scale: NECB_Default :output_meters: - frequency: hourly name: NaturalGas:Facility - frequency: hourly name: Electricity:Facility - frequency: hourly name: ElectricityNet:Facility - frequency: hourly name: FuelOil#2:Facility :output_variables: [] :overhead_door_cond: NECB_Default :primary_heating_fuel: Electricity :pv_ground_azimuth_angle: NECB_Default :pv_ground_module_description: NECB_Default :pv_ground_tilt_angle: NECB_Default :pv_ground_total_area_pv_panels_m2: NECB_Default :pv_ground_type: add_pv_ground :rotation_degrees: '90.0' :run_annual_simulation: true :s3_bucket: '834599497928' :scale_x: 1.0 :scale_y: 1.0 :scale_z: 1.0 :scenario: lhs :shw_eff: Natural Gas Direct Vent with Electric Ignition :shw_scale: NECB_Default :skylight_cond: NECB_Default :skylight_solar_trans: NECB_Default :srr_set: '0.08' :template: NECB2017 | https://s3.console.aws.amazon.com/s3/buckets/834599497928?region=ca-central-1&prefix=nshirzad_frontend/Toronto_MidR_Elec_New/sampling-lhs/run/04c62d98-1dc4-4379-878d-f78e24a82ab6/ | f111a333-689b-4533-9592-6666a796badd | 04c62d98-1dc4-4379-878d-f78e24a82ab6 | SUCCEEDED | 736.8098 | 0.61857 | 0.0005237 | 0.00070585 | 51768977 | 0 | 0 | 0 | 0 | 145.7615 | 42.4659 | 3134.61 | 2325.6934 | 69 | MidriseApartment |  |  | 8 | MidriseApartment | 4 |  | 4 | NECB2017 | 0.24343 | 9553.8375 | 28.756 | 302.666 | 84.9691 | 46.3841 | 0 | 26.6071 | 0 | 828.6023 | 59.1617 | TORONTO | ONTARIO | 5.2255 | 0 | 0 | 5.2255 | 31.8248 | 0 | 0 | 31.8248 | 0 | 0.12471 | 0 | 0 | 0.62722 | 0.1048 | 0.0013877 | 0.11182 | 0.062764 | 0.038324 | 0 | 0.0014515 | 0.62722 | 0.18196 | 87.5333 | 0 | Electricity | 69 | 0.757 | [5 empty] | 0.193 | 0.21 | 2.2 | 1.9 | 8 | 65.7036 | Toronto Pearson Intl AP | CAN | 382 | 3615 | 43.677 | -79.631 | 5 | 3890 | ON | CAN_AB_Abee.AgDM.712850_CWEC2020.epw | 0.42758 | 1197.2076 | 28.756 | 65.7036 | 38.7373 | 19.9629 | TRUE | FALSE | FALSE | FALSE | 12.4492 | -21.7135 | -1 | 1.5605 | 0.01344 | 570.37 | 0 | 116.1128 | 7.9599 | 0.068553 | 2909.34 | 0.1 | 2025-01-22 16:58:58 -0500 | dc55d9ddb | 0.6.3 | 0.62722 | 86.75 | 86.75 | 0 | 0 | 0.07462 | 6.3175e-05 | 8.5149e-05 | 6245087.209 | 0.44443 | 0.00037627 | 0.00050714 | 37195351 | 0 | 0 | 0 | 0 | 178 | 0 | 0 | 0 |  | Electricity
0 | DifferentialDryBulb | Viessmann Vitocrossal 300 CT3-17 96.2% Efficient Condensing Gas Boiler | No_DCV | NECB_Default | Plate-All | 0.121 | 0.21 | 0.4 | 0.5 | 2.2 | NECB 85% Efficient Condensing Gas Furnace | add_nv | NECB_Default | 270 | Natural Gas Direct Vent with Electric Ignition | 0.1 | lhs | NECB_Default | NECB_Default | MidriseApartment | NECB_Default | NECB_Default | NECB_Default | NECB_Default | CAN_AB_Abee.AgDM.712850_CWEC2020.epw | NECB_Default | NECB_Default | NECB_Default | NECB_Default | NECB_Default | NECB_Default | NECB_Default | NECB_Default | LED | NECB_Default | NECB_Default | NECB_Default | NECB_Default | NECB_Default | NECB_Default | NECB_Default | NECB_Default | NECB_Default | Electricity | NECB_Default | NECB_Default | NECB_Default | NECB_Default | 1 | 1 | 1 | NECB_Default | NECB_Default | NECB_Default | NECB2017 | 74b814c3-22f9-4f91-8336-4fc143892dc9 | f2e12f84-ea0a-4715-acbe-730cac1de648 | Toronto_MidR_Elec_New | local_managed_aws_workers | sampling-lhs | TRUE | 74b814c3-22f9-4f91-8336-4fc143892dc9 | 834599497928 | :adv_dx_units: NECB_Default :airloop_economizer_type: DifferentialDryBulb :algorithm_type: sampling-lhs :analysis_id: f2e12f84-ea0a-4715-acbe-730cac1de648 :analysis_name: Toronto_MidR_Elec_New :baseline_system_zones_map_option: NECB_Default :boiler_eff: Viessmann Vitocrossal 300 CT3-17 96.2% Efficient Condensing Gas Boiler :building_type: MidriseApartment :chiller_type: NECB_Default :compute_environment: local_managed_aws_workers :datapoint_id: 74b814c3-22f9-4f91-8336-4fc143892dc9 :daylighting_type: NECB_Default :dcv_type: No_DCV :door_construction_cond: NECB_Default :ecm_system_name: NECB_Default :electrical_loads_scale: NECB_Default :epw_file: CAN_ON_Toronto.Pearson.Intl.AP.716240_CWEC2016.epw :erv_package: Plate-All :ext_floor_cond: NECB_Default :ext_roof_cond: '0.121' :ext_wall_cond: '0.21' :fdwr_set: '0.4' :fixed_wind_solar_trans: '0.5' :fixed_window_cond: '2.2' :furnace_eff: NECB 85% Efficient Condensing Gas Furnace :glass_door_cond: NECB_Default :glass_door_solar_trans: NECB_Default :ground_floor_cond: NECB_Default :ground_roof_cond: NECB_Default :ground_wall_cond: NECB_Default :infiltration_scale: NECB_Default :job_id: 74b814c3-22f9-4f91-8336-4fc143892dc9 :lights_scale: NECB_Default :lights_type: LED :npv_discount_rate: NECB_Default :npv_end_year: NECB_Default :npv_start_year: NECB_Default :nv_delta_temp_in_out: NECB_Default :nv_opening_fraction: NECB_Default :nv_temp_out_min: NECB_Default :nv_type: add_nv :oa_scale: NECB_Default :occupancy_loads_scale: NECB_Default :output_meters: - frequency: hourly name: NaturalGas:Facility - frequency: hourly name: Electricity:Facility - frequency: hourly name: ElectricityNet:Facility - frequency: hourly name: FuelOil#2:Facility :output_variables: [] :overhead_door_cond: NECB_Default :primary_heating_fuel: Electricity :pv_ground_azimuth_angle: NECB_Default :pv_ground_module_description: NECB_Default :pv_ground_tilt_angle: NECB_Default :pv_ground_total_area_pv_panels_m2: NECB_Default :pv_ground_type: add_pv_ground :rotation_degrees: '270.0' :run_annual_simulation: true :s3_bucket: '834599497928' :scale_x: 1.0 :scale_y: 1.0 :scale_z: 1.0 :scenario: lhs :shw_eff: Natural Gas Direct Vent with Electric Ignition :shw_scale: NECB_Default :skylight_cond: NECB_Default :skylight_solar_trans: NECB_Default :srr_set: '0.1' :template: NECB2017 | https://s3.console.aws.amazon.com/s3/buckets/834599497928?region=ca-central-1&prefix=nshirzad_frontend/Toronto_MidR_Elec_New/sampling-lhs/run/74b814c3-22f9-4f91-8336-4fc143892dc9/ | 5a93af83-84ac-4bcf-a76c-10d10fb74309 | 74b814c3-22f9-4f91-8336-4fc143892dc9 | SUCCEEDED | 759.8036 | 0.46378 | 0.00039265 | 0.00052921 | 38814183 | 0.056689 | 4.7994e-05 | 6.4687e-05 | 4744355.4531 | 129.3347 | 38.6828 | 3134.61 | 2325.6934 | 40 | MidriseApartment |  |  | 10 | MidriseApartment | 4 |  | 4 | NECB2017 | 0.24343 | 9553.8375 | 19.1623 | 300.7261 | 63.6695 | 46.3841 | 0 | 26.6071 | 0 | 819.7444 | 73.5431 | TORONTO | ONTARIO | 4.7262 | 0 | 0 | 4.7262 | 28.7838 | 0 | 0 | 28.7838 | 0 | 0.080607 | 0 | 0 | 0.56728 | 0.062327 | 0.00059019 | 0.13926 | 0.062764 | 0.038324 | 0 | 0.0014515 | 0.56728 | 0.18196 | 75.2975 | 0 | Electricity | 40 | 0.757 | [5 empty] | 0.121 | 0.21 | 2.2 | 1.9 | 10 | 56.7397 | Toronto Pearson Intl AP | CAN | 382 | 3615 | 43.677 | -79.631 | 5 | 3890 | ON | CAN_AB_Abee.AgDM.712850_CWEC2020.epw | 0.36764 | 1136.677 | 19.1623 | 56.7397 | 38.7373 | 19.9629 | TRUE | FALSE | FALSE | FALSE | 12.4492 | -21.7135 | -1 | 1.5605 | 0.01344 | 570.38 | 0 | 116.1128 | 7.9599 | 0.068553 | 2909.34 | 0.1 | 2025-01-22 17:00:45 -0500 | dc55d9ddb | 0.6.3 | 0.56728 | 657.5 | 657.5 | 141.25 | 141.25 | 0.07462 | 6.3175e-05 | 8.5149e-05 | 6245087.209 | 0.33324 | 0.00028213 | 0.00038026 | 27889698.5625 | 0.056689 | 4.7994e-05 | 6.4687e-05 | 4744355.4336 | 558 | 0 | 0 | 0 |  | Electricity
0 | DifferentialDryBulb | Viessmann Vitocrossal 300 CT3-17 96.2% Efficient Condensing Gas Boiler | CO2_based_DCV | HS09_CCASHP_Baseboard | Plate-Existing | 0.121 | 0.247 | 0.69 | 0.3 | 1.6 | NECB_Default | add_nv | NECB_Default | 45 | Natural Gas Power Vent with Electric Ignition | 0.03 | lhs | NECB_Default | NECB_Default | MidriseApartment | NECB_Default | NECB_Default | NECB_Default | NECB_Default | CAN_AB_Abee.AgDM.712850_CWEC2020.epw | NECB_Default | NECB_Default | NECB_Default | NECB_Default | NECB_Default | NECB_Default | NECB_Default | NECB_Default | LED | NECB_Default | NECB_Default | NECB_Default | NECB_Default | NECB_Default | NECB_Default | NECB_Default | NECB_Default | NECB_Default | ElectricityHPElecBackup | NECB_Default | NECB_Default | NECB_Default | NECB_Default | 1 | 1 | 1 | NECB_Default | NECB_Default | NECB_Default | NECB2017 | 406753c7-cb24-41bf-a080-344e9b062066 | f2e12f84-ea0a-4715-acbe-730cac1de648 | Toronto_MidR_Elec_New | local_managed_aws_workers | sampling-lhs | TRUE | 406753c7-cb24-41bf-a080-344e9b062066 | 834599497928 | :adv_dx_units: NECB_Default :airloop_economizer_type: DifferentialDryBulb :algorithm_type: sampling-lhs :analysis_id: f2e12f84-ea0a-4715-acbe-730cac1de648 :analysis_name: Toronto_MidR_Elec_New :baseline_system_zones_map_option: NECB_Default :boiler_eff: Viessmann Vitocrossal 300 CT3-17 96.2% Efficient Condensing Gas Boiler :building_type: MidriseApartment :chiller_type: NECB_Default :compute_environment: local_managed_aws_workers :datapoint_id: 406753c7-cb24-41bf-a080-344e9b062066 :daylighting_type: NECB_Default :dcv_type: CO2_based_DCV :door_construction_cond: NECB_Default :ecm_system_name: HS09_CCASHP_Baseboard :electrical_loads_scale: NECB_Default :epw_file: CAN_ON_Toronto.Pearson.Intl.AP.716240_CWEC2016.epw :erv_package: Plate-Existing :ext_floor_cond: NECB_Default :ext_roof_cond: '0.121' :ext_wall_cond: '0.247' :fdwr_set: '0.69' :fixed_wind_solar_trans: '0.3' :fixed_window_cond: '1.6' :furnace_eff: NECB_Default :glass_door_cond: NECB_Default :glass_door_solar_trans: NECB_Default :ground_floor_cond: NECB_Default :ground_roof_cond: NECB_Default :ground_wall_cond: NECB_Default :infiltration_scale: NECB_Default :job_id: 406753c7-cb24-41bf-a080-344e9b062066 :lights_scale: NECB_Default :lights_type: LED :npv_discount_rate: NECB_Default :npv_end_year: NECB_Default :npv_start_year: NECB_Default :nv_delta_temp_in_out: NECB_Default :nv_opening_fraction: NECB_Default :nv_temp_out_min: NECB_Default :nv_type: add_nv :oa_scale: NECB_Default :occupancy_loads_scale: NECB_Default :output_meters: - frequency: hourly name: NaturalGas:Facility - frequency: hourly name: Electricity:Facility - frequency: hourly name: ElectricityNet:Facility - frequency: hourly name: FuelOil#2:Facility :output_variables: [] :overhead_door_cond: NECB_Default :primary_heating_fuel: Electricity :pv_ground_azimuth_angle: NECB_Default :pv_ground_module_description: NECB_Default :pv_ground_tilt_angle: NECB_Default :pv_ground_total_area_pv_panels_m2: NECB_Default :pv_ground_type: add_pv_ground :rotation_degrees: '45.0' :run_annual_simulation: true :s3_bucket: '834599497928' :scale_x: 1.0 :scale_y: 1.0 :scale_z: 1.0 :scenario: lhs :shw_eff: Natural Gas Power Vent with Electric Ignition :shw_scale: NECB_Default :skylight_cond: NECB_Default :skylight_solar_trans: NECB_Default :srr_set: '0.03' :template: NECB2017 | https://s3.console.aws.amazon.com/s3/buckets/834599497928?region=ca-central-1&prefix=nshirzad_frontend/Toronto_MidR_Elec_New/sampling-lhs/run/406753c7-cb24-41bf-a080-344e9b062066/ | 2374a509-3ef2-45c1-8303-7a8392df27b4 | 406753c7-cb24-41bf-a080-344e9b062066 | SUCCEEDED | 520.826 | 0.24991 | 0.00021158 | 0.00028518 | 20915642 | 0.041488 | 3.5125e-05 | 4.7342e-05 | 3472206.7031 | 101.1308 | 19.6197 | 3134.61 | 2325.6934 | 69 | MidriseApartment |  |  | 3 | MidriseApartment | 4 |  | 4 | NECB2017 | 0.24343 | 9553.8375 | 16.1474 | 425.2765 | 60.7367 | 46.3841 | 0 | 26.6071 | 0 | 963.0404 | 95.2214 | TORONTO | ONTARIO | 3.8772 | 0 | 0 | 3.8772 | 23.613 | 0 | 0 | 23.613 | 0 | 0.068075 | 0 | 0 | 0.46537 | 0.057401 | 0.00021374 | 0.055178 | 0.062764 | 0.038324 | 0 | 0.0014515 | 0.46537 | 0.18197 | 75.2139 | 0 | Electricity | 69 | 0.757 | [5 empty] | 0.121 | 0.247 | 1.6 | 1.9 | 3 | 56.7925 | Toronto Pearson Intl AP | CAN | 382 | 3615 | 43.677 | -79.631 | 5 | 3890 | ON | CAN_AB_Abee.AgDM.712850_CWEC2020.epw | 0.26573 | 1192.1191 | 16.1474 | 56.7925 | 38.7372 | 19.9629 | TRUE | FALSE | TRUE | FALSE | 12.4492 | -21.7135 | -1 | 1.5606 | 0.01344 | 570.39 | 0 | 116.1128 | 7.9599 | 0.068553 | 2909.34 | 0.1 | 2025-01-22 17:08:14 -0500 | dc55d9ddb | 0.6.3 | 0.46537 | 530.5 | 530.5 | 0 | 0 | 0.07462 | 6.3175e-05 | 8.5149e-05 | 6245087.209 | 0.17956 | 0.00015202 | 0.0002049 | 15027804.5 | 0.041488 | 3.5125e-05 | 4.7342e-05 | 3472206.7617 | 579 | 0 | 0 | 0 |  | Electricity
0 | DifferentialEnthalpy | NECB_Default | Occupancy_based_DCV | HS11_ASHP_PTHP | Rotary-All | 0.142 | 0.247 | 0.5 | 0.5 | 2.4 | NECB 85% Efficient Condensing Gas Furnace | add_nv | NECB_Default | 45 | Natural Gas Direct Vent with Electric Ignition | 0.1 | lhs | NECB_Default | NECB_Default | MidriseApartment | NECB_Default | NECB_Default | NECB_Default | NECB_Default | CAN_AB_Abee.AgDM.712850_CWEC2020.epw | NECB_Default | NECB_Default | NECB_Default | NECB_Default | NECB_Default | NECB_Default | NECB_Default | NECB_Default | LED | NECB_Default | NECB_Default | NECB_Default | NECB_Default | NECB_Default | NECB_Default | NECB_Default | NECB_Default | NECB_Default | ElectricityHPElecBackup | NECB_Default | NECB_Default | NECB_Default | NECB_Default | 1 | 1 | 1 | NECB_Default | NECB_Default | NECB_Default | NECB2017 | f6fefabd-0ca3-435a-b9bd-93606fc7c18b | f2e12f84-ea0a-4715-acbe-730cac1de648 | Toronto_MidR_Elec_New | local_managed_aws_workers | sampling-lhs | TRUE | f6fefabd-0ca3-435a-b9bd-93606fc7c18b | 834599497928 | :adv_dx_units: NECB_Default :airloop_economizer_type: DifferentialEnthalpy :algorithm_type: sampling-lhs :analysis_id: f2e12f84-ea0a-4715-acbe-730cac1de648 :analysis_name: Toronto_MidR_Elec_New :baseline_system_zones_map_option: NECB_Default :boiler_eff: NECB_Default :building_type: MidriseApartment :chiller_type: NECB_Default :compute_environment: local_managed_aws_workers :datapoint_id: f6fefabd-0ca3-435a-b9bd-93606fc7c18b :daylighting_type: NECB_Default :dcv_type: Occupancy_based_DCV :door_construction_cond: NECB_Default :ecm_system_name: HS11_ASHP_PTHP :electrical_loads_scale: NECB_Default :epw_file: CAN_ON_Toronto.Pearson.Intl.AP.716240_CWEC2016.epw :erv_package: Rotary-All :ext_floor_cond: NECB_Default :ext_roof_cond: '0.142' :ext_wall_cond: '0.247' :fdwr_set: '0.5' :fixed_wind_solar_trans: '0.5' :fixed_window_cond: '2.4' :furnace_eff: NECB 85% Efficient Condensing Gas Furnace :glass_door_cond: NECB_Default :glass_door_solar_trans: NECB_Default :ground_floor_cond: NECB_Default :ground_roof_cond: NECB_Default :ground_wall_cond: NECB_Default :infiltration_scale: NECB_Default :job_id: f6fefabd-0ca3-435a-b9bd-93606fc7c18b :lights_scale: NECB_Default :lights_type: LED :npv_discount_rate: NECB_Default :npv_end_year: NECB_Default :npv_start_year: NECB_Default :nv_delta_temp_in_out: NECB_Default :nv_opening_fraction: NECB_Default :nv_temp_out_min: NECB_Default :nv_type: add_nv :oa_scale: NECB_Default :occupancy_loads_scale: NECB_Default :output_meters: - frequency: hourly name: NaturalGas:Facility - frequency: hourly name: Electricity:Facility - frequency: hourly name: ElectricityNet:Facility - frequency: hourly name: FuelOil#2:Facility :output_variables: [] :overhead_door_cond: NECB_Default :primary_heating_fuel: Electricity :pv_ground_azimuth_angle: NECB_Default :pv_ground_module_description: NECB_Default :pv_ground_tilt_angle: NECB_Default :pv_ground_total_area_pv_panels_m2: NECB_Default :pv_ground_type: NECB_Default :rotation_degrees: '45.0' :run_annual_simulation: true :s3_bucket: '834599497928' :scale_x: 1.0 :scale_y: 1.0 :scale_z: 1.0 :scenario: lhs :shw_eff: Natural Gas Direct Vent with Electric Ignition :shw_scale: NECB_Default :skylight_cond: NECB_Default :skylight_solar_trans: NECB_Default :srr_set: '0.1' :template: NECB2017 | https://s3.console.aws.amazon.com/s3/buckets/834599497928?region=ca-central-1&prefix=nshirzad_frontend/Toronto_MidR_Elec_New/sampling-lhs/run/f6fefabd-0ca3-435a-b9bd-93606fc7c18b/ | 9aaddf5f-9780-47ac-b0bb-f47ceebdcf48 | f6fefabd-0ca3-435a-b9bd-93606fc7c18b | SUCCEEDED | 519.3497 | 0.43756 | 0.00037045 | 0.0004993 | 36620029 | 0.029118 | 2.4652e-05 | 3.3226e-05 | 2436897.0469 | 113.8924 | 54.5841 | 3134.61 | 2325.6934 | 50 | MidriseApartment |  |  | 10 | MidriseApartment | 4 |  | 4 | NECB2017 | 0.24343 | 9553.8375 | 19.9973 | 282.7691 | 117.8734 | 46.3841 | 0 | 26.6071 | 0 | 546.4319 | 72.7982 | TORONTO | ONTARIO | 4.2665 | 0 | 0 | 4.2665 | 25.9839 | 0 | 0 | 25.9839 | 0 | 0.081975 | 0 | 0 | 0.5121 | 0.016388 | 0.00099853 | 0.12824 | 0.062764 | 0.038324 | 0 | 0.0014515 | 0.5121 | 0.18196 | 82.9319 | 0 | Electricity | 50 | 0.757 | [5 empty] | 0.142 | 0.247 | 2.4 | 1.9 | 10 | 66.0376 | Toronto Pearson Intl AP | CAN | 382 | 3615 | 43.677 | -79.631 | 5 | 3890 | ON | CAN_AB_Abee.AgDM.712850_CWEC2020.epw | 0.5121 | 987.8986 | 19.9973 | 66.0376 | 38.7372 | 19.9629 | TRUE | FALSE | FALSE | FALSE | 12.4492 | -21.7135 | -1 | 1.5605 | 0.01344 | 570.37 | 0 | 116.1128 | 7.9599 | 0.068553 | 2909.34 | 0.1 | 2025-01-22 17:10:30 -0500 | dc55d9ddb | 0.6.3 | 0.5121 | 2 | 2 | 0.25 | 0.25 | 0.07462 | 6.3175e-05 | 8.5149e-05 | 6245087.209 | 0.31438 | 0.00026616 | 0.00035874 | 26311018.1875 | 0.029118 | 2.4652e-05 | 3.3226e-05 | 2436897.0039 | 587 | 0 | 0 | 0 |  | Electricity
0 | DifferentialEnthalpy | NECB 88% Efficient Condensing Boiler | Occupancy_based_DCV | HS09_CCASHP_Baseboard | NECB_Default_All | 0.227 | 0.21 | 0.2 | 0.4 | 1.6 | NECB 85% Efficient Condensing Gas Furnace | add_nv | NECB_Default | 90 | Natural Gas Direct Vent with Electric Ignition | 0.05 | lhs | NECB_Default | NECB_Default | MidriseApartment | NECB_Default | NECB_Default | NECB_Default | NECB_Default | CAN_AB_Abee.AgDM.712850_CWEC2020.epw | NECB_Default | NECB_Default | NECB_Default | NECB_Default | NECB_Default | NECB_Default | NECB_Default | NECB_Default | LED | NECB_Default | NECB_Default | NECB_Default | NECB_Default | NECB_Default | NECB_Default | NECB_Default | NECB_Default | NECB_Default | ElectricityHPElecBackup | NECB_Default | NECB_Default | NECB_Default | NECB_Default | 1 | 1 | 1 | NECB_Default | NECB_Default | NECB_Default | NECB2017 | 264cca51-354e-435d-bb94-ca5d744dba42 | f2e12f84-ea0a-4715-acbe-730cac1de648 | Toronto_MidR_Elec_New | local_managed_aws_workers | sampling-lhs | TRUE | 264cca51-354e-435d-bb94-ca5d744dba42 | 834599497928 | :adv_dx_units: NECB_Default :airloop_economizer_type: DifferentialEnthalpy :algorithm_type: sampling-lhs :analysis_id: f2e12f84-ea0a-4715-acbe-730cac1de648 :analysis_name: Toronto_MidR_Elec_New :baseline_system_zones_map_option: NECB_Default :boiler_eff: NECB 88% Efficient Condensing Boiler :building_type: MidriseApartment :chiller_type: NECB_Default :compute_environment: local_managed_aws_workers :datapoint_id: 264cca51-354e-435d-bb94-ca5d744dba42 :daylighting_type: NECB_Default :dcv_type: Occupancy_based_DCV :door_construction_cond: NECB_Default :ecm_system_name: HS09_CCASHP_Baseboard :electrical_loads_scale: NECB_Default :epw_file: CAN_ON_Toronto.Pearson.Intl.AP.716240_CWEC2016.epw :erv_package: NECB_Default_All :ext_floor_cond: NECB_Default :ext_roof_cond: '0.227' :ext_wall_cond: '0.21' :fdwr_set: '0.2' :fixed_wind_solar_trans: '0.4' :fixed_window_cond: '1.6' :furnace_eff: NECB 85% Efficient Condensing Gas Furnace :glass_door_cond: NECB_Default :glass_door_solar_trans: NECB_Default :ground_floor_cond: NECB_Default :ground_roof_cond: NECB_Default :ground_wall_cond: NECB_Default :infiltration_scale: NECB_Default :job_id: 264cca51-354e-435d-bb94-ca5d744dba42 :lights_scale: NECB_Default :lights_type: LED :npv_discount_rate: NECB_Default :npv_end_year: NECB_Default :npv_start_year: NECB_Default :nv_delta_temp_in_out: NECB_Default :nv_opening_fraction: NECB_Default :nv_temp_out_min: NECB_Default :nv_type: add_nv :oa_scale: NECB_Default :occupancy_loads_scale: NECB_Default :output_meters: - frequency: hourly name: NaturalGas:Facility - frequency: hourly name: Electricity:Facility - frequency: hourly name: ElectricityNet:Facility - frequency: hourly name: FuelOil#2:Facility :output_variables: [] :overhead_door_cond: NECB_Default :primary_heating_fuel: Electricity :pv_ground_azimuth_angle: NECB_Default :pv_ground_module_description: NECB_Default :pv_ground_tilt_angle: NECB_Default :pv_ground_total_area_pv_panels_m2: NECB_Default :pv_ground_type: add_pv_ground :rotation_degrees: '90.0' :run_annual_simulation: true :s3_bucket: '834599497928' :scale_x: 1.0 :scale_y: 1.0 :scale_z: 1.0 :scenario: lhs :shw_eff: Natural Gas Direct Vent with Electric Ignition :shw_scale: NECB_Default :skylight_cond: NECB_Default :skylight_solar_trans: NECB_Default :srr_set: '0.05' :template: NECB2017 | https://s3.console.aws.amazon.com/s3/buckets/834599497928?region=ca-central-1&prefix=nshirzad_frontend/Toronto_MidR_Elec_New/sampling-lhs/run/264cca51-354e-435d-bb94-ca5d744dba42/ | ce9acbd5-6899-4708-8bec-ec8dbb421718 | 264cca51-354e-435d-bb94-ca5d744dba42 | SUCCEEDED | 737.485 | 0.43611 | 0.00036922 | 0.00049764 | 36498414 | 0.041583 | 3.5205e-05 | 4.745e-05 | 3480134.5469 | 94.6051 | 36.7545 | 3134.61 | 2325.6934 | 20 | MidriseApartment |  |  | 5 | MidriseApartment | 4 |  | 4 | NECB2017 | 0.24343 | 9553.8375 | 10.9036 | 296.0799 | 44.0316 | 46.3841 | 0 | 26.6071 | 0 | 809.1638 | 87.2469 | TORONTO | ONTARIO | 3.6882 | 0 | 0 | 3.6882 | 22.4619 | 0 | 0 | 22.4619 | 0 | 0.048749 | 0 | 0 | 0.44269 | 0.037641 | 0.0010209 | 0.070771 | 0.062764 | 0.038324 | 0 | 0.0014515 | 0.44269 | 0.18197 | 62.8457 | 0 | Electricity | 20 | 0.757 | [5 empty] | 0.227 | 0.21 | 1.6 | 1.9 | 5 | 43.3727 | Toronto Pearson Intl AP | CAN | 382 | 3615 | 43.677 | -79.631 | 5 | 3890 | ON | CAN_AB_Abee.AgDM.712850_CWEC2020.epw | 0.24305 | 1018.6907 | 10.9036 | 43.3727 | 38.7372 | 19.9629 | TRUE | TRUE | TRUE | FALSE | 12.4492 | -21.7135 | -1 | 1.5606 | 0.01344 | 570.39 | 0 | 116.1128 | 7.9599 | 0.068553 | 2909.34 | 0.1 | 2025-01-22 17:03:10 -0500 | dc55d9ddb | 0.6.3 | 0.44269 | 960.75 | 960.75 | 0 | 0 | 0.07462 | 6.3175e-05 | 8.5149e-05 | 6245087.209 | 0.31334 | 0.00026528 | 0.00035755 | 26223703.0625 | 0.041583 | 3.5205e-05 | 4.745e-05 | 3480134.5986 | 581 | 0 | 0 | 0 |  | Electricity
0 | NECB_Default | NECB_Default | No_DCV | HS12_ASHP_Baseboard | Plate-Existing | 0.162 | 0.278 | 0.4 | 0.6 | 2.2 | NECB_Default | NECB_Default | NECB_Default | 45 | Natural Gas Power Vent with Electric Ignition | 0.1 | lhs | NECB_Default | NECB_Default | MidriseApartment | NECB_Default | NECB_Default | NECB_Default | NECB_Default | CAN_AB_Abee.AgDM.712850_CWEC2020.epw | NECB_Default | NECB_Default | NECB_Default | NECB_Default | NECB_Default | NECB_Default | NECB_Default | NECB_Default | LED | NECB_Default | NECB_Default | NECB_Default | NECB_Default | NECB_Default | NECB_Default | NECB_Default | NECB_Default | NECB_Default | ElectricityHPElecBackup | NECB_Default | NECB_Default | NECB_Default | NECB_Default | 1 | 1 | 1 | NECB_Default | NECB_Default | NECB_Default | NECB2017 | 0a74f393-07aa-40a2-9aea-3ae77d931c0c | f2e12f84-ea0a-4715-acbe-730cac1de648 | Toronto_MidR_Elec_New | local_managed_aws_workers | sampling-lhs | TRUE | 0a74f393-07aa-40a2-9aea-3ae77d931c0c | 834599497928 | :adv_dx_units: NECB_Default :airloop_economizer_type: NECB_Default :algorithm_type: sampling-lhs :analysis_id: f2e12f84-ea0a-4715-acbe-730cac1de648 :analysis_name: Toronto_MidR_Elec_New :baseline_system_zones_map_option: NECB_Default :boiler_eff: NECB_Default :building_type: MidriseApartment :chiller_type: NECB_Default :compute_environment: local_managed_aws_workers :datapoint_id: 0a74f393-07aa-40a2-9aea-3ae77d931c0c :daylighting_type: NECB_Default :dcv_type: No_DCV :door_construction_cond: NECB_Default :ecm_system_name: HS12_ASHP_Baseboard :electrical_loads_scale: NECB_Default :epw_file: CAN_ON_Toronto.Pearson.Intl.AP.716240_CWEC2016.epw :erv_package: Plate-Existing :ext_floor_cond: NECB_Default :ext_roof_cond: '0.162' :ext_wall_cond: '0.278' :fdwr_set: '0.4' :fixed_wind_solar_trans: '0.6' :fixed_window_cond: '2.2' :furnace_eff: NECB_Default :glass_door_cond: NECB_Default :glass_door_solar_trans: NECB_Default :ground_floor_cond: NECB_Default :ground_roof_cond: NECB_Default :ground_wall_cond: NECB_Default :infiltration_scale: NECB_Default :job_id: 0a74f393-07aa-40a2-9aea-3ae77d931c0c :lights_scale: NECB_Default :lights_type: LED :npv_discount_rate: NECB_Default :npv_end_year: NECB_Default :npv_start_year: NECB_Default :nv_delta_temp_in_out: NECB_Default :nv_opening_fraction: NECB_Default :nv_temp_out_min: NECB_Default :nv_type: NECB_Default :oa_scale: NECB_Default :occupancy_loads_scale: NECB_Default :output_meters: - frequency: hourly name: NaturalGas:Facility - frequency: hourly name: Electricity:Facility - frequency: hourly name: ElectricityNet:Facility - frequency: hourly name: FuelOil#2:Facility :output_variables: [] :overhead_door_cond: NECB_Default :primary_heating_fuel: Electricity :pv_ground_azimuth_angle: NECB_Default :pv_ground_module_description: NECB_Default :pv_ground_tilt_angle: NECB_Default :pv_ground_total_area_pv_panels_m2: NECB_Default :pv_ground_type: NECB_Default :rotation_degrees: '45.0' :run_annual_simulation: true :s3_bucket: '834599497928' :scale_x: 1.0 :scale_y: 1.0 :scale_z: 1.0 :scenario: lhs :shw_eff: Natural Gas Power Vent with Electric Ignition :shw_scale: NECB_Default :skylight_cond: NECB_Default :skylight_solar_trans: NECB_Default :srr_set: '0.1' :template: NECB2017 | https://s3.console.aws.amazon.com/s3/buckets/834599497928?region=ca-central-1&prefix=nshirzad_frontend/Toronto_MidR_Elec_New/sampling-lhs/run/0a74f393-07aa-40a2-9aea-3ae77d931c0c/ | 3eeb994d-9200-4014-b0e7-5d15a5adb64d | 0a74f393-07aa-40a2-9aea-3ae77d931c0c | SUCCEEDED | 695.9304 | 0.4928 | 0.00041722 | 0.00056234 | 41243594.5 | 0 | 0 | 0 | 0 | 107.8364 | 12.2361 | 3134.61 | 2325.6934 | 40 | MidriseApartment |  |  | 10 | MidriseApartment | 4 |  | 4 | NECB2017 | 0.24343 | 9553.8375 | 20.7379 | 279.8358 | 63.6405 | 46.3841 | 0 | 26.6071 | 0 | 471.444 | 54.9762 | TORONTO | ONTARIO | 4.1414 | 0 | 0 | 4.1414 | 25.2223 | 0 | 0 | 25.2223 | 0 | 0.094854 | 0 | 0 | 0.49709 | 0.070934 | 0.0077904 | 0.039013 | 0.062764 | 0.038324 | 0 | 0.0014515 | 0.49709 | 0.18196 | 69.8294 | 0 | Electricity | 40 | 0.757 | [5 empty] | 0.162 | 0.278 | 2.2 | 1.9 | 10 | 50.9588 | Toronto Pearson Intl AP | CAN | 382 | 3615 | 43.677 | -79.631 | 5 | 3890 | ON | CAN_AB_Abee.AgDM.712850_CWEC2020.epw | 0.49709 | 899.9711 | 20.7379 | 50.9588 | 38.7372 | 19.9629 | TRUE | FALSE | TRUE | FALSE | 12.4492 | -21.7135 | -1 | 1.5605 | 0.01344 | 570.37 | 0 | 116.1128 | 7.9599 | 0.068553 | 2909.34 | 0.1 | 2025-01-22 16:59:22 -0500 | dc55d9ddb | 0.6.3 | 0.49709 | 462.25 | 462.25 | 0 | 0 | 0.07462 | 6.3175e-05 | 8.5149e-05 | 6245087.209 | 0.35407 | 0.00029977 | 0.00040403 | 29633048.75 | 0 | 0 | 0 | 0 | 172 | 0 | 0 | 0 |  | Electricity
0 | DifferentialDryBulb | NECB 88% Efficient Condensing Boiler | CO2_based_DCV | HS11_ASHP_PTHP | Rotary-Existing | 0.193 | 0.183 | 0.4 | 0.6 | 2.2 | NECB_Default | add_nv | NECB_Default | 180 | Natural Gas Power Vent with Electric Ignition | 0.05 | lhs | NECB_Default | NECB_Default | MidriseApartment | NECB_Default | NECB_Default | NECB_Default | NECB_Default | CAN_AB_Abee.AgDM.712850_CWEC2020.epw | NECB_Default | NECB_Default | NECB_Default | NECB_Default | NECB_Default | NECB_Default | NECB_Default | NECB_Default | LED | NECB_Default | NECB_Default | NECB_Default | NECB_Default | NECB_Default | NECB_Default | NECB_Default | NECB_Default | NECB_Default | ElectricityHPElecBackup | NECB_Default | NECB_Default | NECB_Default | NECB_Default | 1 | 1 | 1 | NECB_Default | NECB_Default | NECB_Default | NECB2017 | 9cba93e4-bc4a-4022-9aa6-76d2a7e78e34 | f2e12f84-ea0a-4715-acbe-730cac1de648 | Toronto_MidR_Elec_New | local_managed_aws_workers | sampling-lhs | TRUE | 9cba93e4-bc4a-4022-9aa6-76d2a7e78e34 | 834599497928 | :adv_dx_units: NECB_Default :airloop_economizer_type: DifferentialDryBulb :algorithm_type: sampling-lhs :analysis_id: f2e12f84-ea0a-4715-acbe-730cac1de648 :analysis_name: Toronto_MidR_Elec_New :baseline_system_zones_map_option: NECB_Default :boiler_eff: NECB 88% Efficient Condensing Boiler :building_type: MidriseApartment :chiller_type: NECB_Default :compute_environment: local_managed_aws_workers :datapoint_id: 9cba93e4-bc4a-4022-9aa6-76d2a7e78e34 :daylighting_type: NECB_Default :dcv_type: CO2_based_DCV :door_construction_cond: NECB_Default :ecm_system_name: HS11_ASHP_PTHP :electrical_loads_scale: NECB_Default :epw_file: CAN_ON_Toronto.Pearson.Intl.AP.716240_CWEC2016.epw :erv_package: Rotary-Existing :ext_floor_cond: NECB_Default :ext_roof_cond: '0.193' :ext_wall_cond: '0.183' :fdwr_set: '0.4' :fixed_wind_solar_trans: '0.6' :fixed_window_cond: '2.2' :furnace_eff: NECB_Default :glass_door_cond: NECB_Default :glass_door_solar_trans: NECB_Default :ground_floor_cond: NECB_Default :ground_roof_cond: NECB_Default :ground_wall_cond: NECB_Default :infiltration_scale: NECB_Default :job_id: 9cba93e4-bc4a-4022-9aa6-76d2a7e78e34 :lights_scale: NECB_Default :lights_type: LED :npv_discount_rate: NECB_Default :npv_end_year: NECB_Default :npv_start_year: NECB_Default :nv_delta_temp_in_out: NECB_Default :nv_opening_fraction: NECB_Default :nv_temp_out_min: NECB_Default :nv_type: add_nv :oa_scale: NECB_Default :occupancy_loads_scale: NECB_Default :output_meters: - frequency: hourly name: NaturalGas:Facility - frequency: hourly name: Electricity:Facility - frequency: hourly name: ElectricityNet:Facility - frequency: hourly name: FuelOil#2:Facility :output_variables: [] :overhead_door_cond: NECB_Default :primary_heating_fuel: Electricity :pv_ground_azimuth_angle: NECB_Default :pv_ground_module_description: NECB_Default :pv_ground_tilt_angle: NECB_Default :pv_ground_total_area_pv_panels_m2: NECB_Default :pv_ground_type: add_pv_ground :rotation_degrees: '180.0' :run_annual_simulation: true :s3_bucket: '834599497928' :scale_x: 1.0 :scale_y: 1.0 :scale_z: 1.0 :scenario: lhs :shw_eff: Natural Gas Power Vent with Electric Ignition :shw_scale: NECB_Default :skylight_cond: NECB_Default :skylight_solar_trans: NECB_Default :srr_set: '0.05' :template: NECB2017 | https://s3.console.aws.amazon.com/s3/buckets/834599497928?region=ca-central-1&prefix=nshirzad_frontend/Toronto_MidR_Elec_New/sampling-lhs/run/9cba93e4-bc4a-4022-9aa6-76d2a7e78e34/ | 10d2bc9b-5d25-428a-a5db-b13f2a2150fc | 9cba93e4-bc4a-4022-9aa6-76d2a7e78e34 | SUCCEEDED | 706.5612 | 0.21131 | 0.0001789 | 0.00024112 | 17684793.875 | 0.02924 | 2.4756e-05 | 3.3366e-05 | 2447165.9375 | 89.756 | 20.5289 | 3134.61 | 2325.6934 | 40 | MidriseApartment |  |  | 5 | MidriseApartment | 4 |  | 4 | NECB2017 | 0.24343 | 9553.8375 | 15.5281 | 282.891 | 95.4498 | 46.3841 | 0 | 26.6071 | 0 | 839.5392 | 79.393 | TORONTO | ONTARIO | 3.5366 | 0 | 0 | 3.5366 | 21.5388 | 0 | 0 | 21.5388 | 0 | 0.07414 | 0 | 0 | 0.42449 | 0.016095 | 0.00028393 | 0.049473 | 0.062764 | 0.038324 | 0 | 0.0014515 | 0.42449 | 0.18196 | 74.6117 | 0 | Electricity | 40 | 0.757 | [5 empty] | 0.193 | 0.183 | 2.2 | 1.9 | 5 | 57.5619 | Toronto Pearson Intl AP | CAN | 382 | 3615 | 43.677 | -79.631 | 5 | 3890 | ON | CAN_AB_Abee.AgDM.712850_CWEC2020.epw | 0.22486 | 1033.385 | 15.5281 | 57.5619 | 38.7372 | 19.9629 | TRUE | FALSE | TRUE | FALSE | 12.4492 | -21.7135 | -1 | 1.5605 | 0.01344 | 570.38 | 0 | 116.1128 | 7.9599 | 0.068553 | 2909.34 | 0.1 | 2025-01-22 17:02:54 -0500 | dc55d9ddb | 0.6.3 | 0.42449 | 136.25 | 136.25 | 0.25 | 0.25 | 0.07462 | 6.3175e-05 | 8.5149e-05 | 6245087.209 | 0.15182 | 0.00012854 | 0.00017325 | 12706398.0312 | 0.02924 | 2.4756e-05 | 3.3366e-05 | 2447165.8301 | 591 | 0 | 0 | 0 |  | Electricity
0 | DifferentialEnthalpy | NECB_Default | CO2_based_DCV | HS12_ASHP_Baseboard | Rotary-Existing | 0.183 | 0.247 | 0.3 | 0.5 | 2.2 | NECB_Default | add_nv | NECB_Default | 90 | Natural Gas Direct Vent with Electric Ignition | NECB_Default | lhs | NECB_Default | NECB_Default | MidriseApartment | NECB_Default | NECB_Default | NECB_Default | NECB_Default | CAN_AB_Abee.AgDM.712850_CWEC2020.epw | NECB_Default | NECB_Default | NECB_Default | NECB_Default | NECB_Default | NECB_Default | NECB_Default | NECB_Default | LED | NECB_Default | NECB_Default | NECB_Default | NECB_Default | NECB_Default | NECB_Default | NECB_Default | NECB_Default | NECB_Default | ElectricityHPElecBackup | NECB_Default | NECB_Default | NECB_Default | NECB_Default | 1 | 1 | 1 | NECB_Default | NECB_Default | NECB_Default | NECB2017 | 3f2d5fd8-37ef-42a3-b80f-65169c6f76a8 | f2e12f84-ea0a-4715-acbe-730cac1de648 | Toronto_MidR_Elec_New | local_managed_aws_workers | sampling-lhs | TRUE | 3f2d5fd8-37ef-42a3-b80f-65169c6f76a8 | 834599497928 | :adv_dx_units: NECB_Default :airloop_economizer_type: DifferentialEnthalpy :algorithm_type: sampling-lhs :analysis_id: f2e12f84-ea0a-4715-acbe-730cac1de648 :analysis_name: Toronto_MidR_Elec_New :baseline_system_zones_map_option: NECB_Default :boiler_eff: NECB_Default :building_type: MidriseApartment :chiller_type: NECB_Default :compute_environment: local_managed_aws_workers :datapoint_id: 3f2d5fd8-37ef-42a3-b80f-65169c6f76a8 :daylighting_type: NECB_Default :dcv_type: CO2_based_DCV :door_construction_cond: NECB_Default :ecm_system_name: HS12_ASHP_Baseboard :electrical_loads_scale: NECB_Default :epw_file: CAN_ON_Toronto.Pearson.Intl.AP.716240_CWEC2016.epw :erv_package: Rotary-Existing :ext_floor_cond: NECB_Default :ext_roof_cond: '0.183' :ext_wall_cond: '0.247' :fdwr_set: '0.3' :fixed_wind_solar_trans: '0.5' :fixed_window_cond: '2.2' :furnace_eff: NECB_Default :glass_door_cond: NECB_Default :glass_door_solar_trans: NECB_Default :ground_floor_cond: NECB_Default :ground_roof_cond: NECB_Default :ground_wall_cond: NECB_Default :infiltration_scale: NECB_Default :job_id: 3f2d5fd8-37ef-42a3-b80f-65169c6f76a8 :lights_scale: NECB_Default :lights_type: LED :npv_discount_rate: NECB_Default :npv_end_year: NECB_Default :npv_start_year: NECB_Default :nv_delta_temp_in_out: NECB_Default :nv_opening_fraction: NECB_Default :nv_temp_out_min: NECB_Default :nv_type: add_nv :oa_scale: NECB_Default :occupancy_loads_scale: NECB_Default :output_meters: - frequency: hourly name: NaturalGas:Facility - frequency: hourly name: Electricity:Facility - frequency: hourly name: ElectricityNet:Facility - frequency: hourly name: FuelOil#2:Facility :output_variables: [] :overhead_door_cond: NECB_Default :primary_heating_fuel: Electricity :pv_ground_azimuth_angle: NECB_Default :pv_ground_module_description: NECB_Default :pv_ground_tilt_angle: NECB_Default :pv_ground_total_area_pv_panels_m2: NECB_Default :pv_ground_type: NECB_Default :rotation_degrees: '90.0' :run_annual_simulation: true :s3_bucket: '834599497928' :scale_x: 1.0 :scale_y: 1.0 :scale_z: 1.0 :scenario: lhs :shw_eff: Natural Gas Direct Vent with Electric Ignition :shw_scale: NECB_Default :skylight_cond: NECB_Default :skylight_solar_trans: NECB_Default :srr_set: NECB_Default :template: NECB2017 | https://s3.console.aws.amazon.com/s3/buckets/834599497928?region=ca-central-1&prefix=nshirzad_frontend/Toronto_MidR_Elec_New/sampling-lhs/run/3f2d5fd8-37ef-42a3-b80f-65169c6f76a8/ | ec8b2e5e-1ebd-4f1b-8c6c-f11ca4531a5b | 3f2d5fd8-37ef-42a3-b80f-65169c6f76a8 | SUCCEEDED | 414.0048 | 0.20765 | 0.0001758 | 0.00023694 | 17378175.25 | 0.043272 | 3.6635e-05 | 4.9378e-05 | 3621530.5156 | 92.5394 | 14.4374 | 3134.61 | 2325.6934 | 30 | MidriseApartment |  |  | 2 | MidriseApartment | 4 |  | 4 | NECB2017 | 0.24343 | 9553.8375 | 13.2038 | 269.2392 | 55.4305 | 46.3841 | 0 | 26.6071 | 0 | 484.7933 | 87.1324 | TORONTO | ONTARIO | 3.6201 | 0 | 0 | 3.6201 | 22.0475 | 0 | 0 | 22.0475 | 0 | 0.060234 | 0 | 0 | 0.43452 | 0.046156 | 0.00028712 | 0.043336 | 0.062764 | 0.038324 | 0 | 0.0014515 | 0.43452 | 0.18197 | 71.2545 | 0 | Electricity | 30 | 0.757 | [5 empty] | 0.183 | 0.247 | 2.2 | 1.9 | 2 | 52.2732 | Toronto Pearson Intl AP | CAN | 382 | 3615 | 43.677 | -79.631 | 5 | 3890 | ON | CAN_AB_Abee.AgDM.712850_CWEC2020.epw | 0.43452 | 859.3784 | 13.2038 | 52.2732 | 38.7372 | 19.9628 | TRUE | FALSE | TRUE | FALSE | 12.4492 | -21.7135 | -1 | 1.5606 | 0.01344 | 570.39 | 0 | 116.1128 | 7.9599 | 0.068553 | 2909.34 | 0.1 | 2025-01-22 17:12:38 -0500 | dc55d9ddb | 0.6.3 | 0.43452 | 566.75 | 566.75 | 0 | 0 | 0.07462 | 6.3175e-05 | 8.5149e-05 | 6245087.209 | 0.14919 | 0.00012631 | 0.00017024 | 12486152.625 | 0.043272 | 3.6635e-05 | 4.9378e-05 | 3621530.4707 | 586 | 0 | 0 | 0 |  | Electricity
0 | DifferentialEnthalpy | NECB_Default | No_DCV | HS08_CCASHP_VRF | Rotary-All | 0.183 | 0.21 | 0.69 | 0.2 | 2.2 | NECB_Default | add_nv | NECB_Default | 270 | Natural Gas Direct Vent with Electric Ignition | NECB_Default | lhs | NECB_Default | NECB_Default | MidriseApartment | NECB_Default | NECB_Default | NECB_Default | NECB_Default | CAN_AB_Abee.AgDM.712850_CWEC2020.epw | NECB_Default | NECB_Default | NECB_Default | NECB_Default | NECB_Default | NECB_Default | NECB_Default | NECB_Default | LED | NECB_Default | NECB_Default | NECB_Default | NECB_Default | NECB_Default | NECB_Default | NECB_Default | NECB_Default | NECB_Default | ElectricityHPElecBackup | NECB_Default | NECB_Default | NECB_Default | NECB_Default | 1 | 1 | 1 | NECB_Default | NECB_Default | NECB_Default | NECB2017 | 18fdd5e0-4775-4262-88e3-a57947ece577 | f2e12f84-ea0a-4715-acbe-730cac1de648 | Toronto_MidR_Elec_New | local_managed_aws_workers | sampling-lhs | TRUE | 18fdd5e0-4775-4262-88e3-a57947ece577 | 834599497928 | :adv_dx_units: NECB_Default :airloop_economizer_type: DifferentialEnthalpy :algorithm_type: sampling-lhs :analysis_id: f2e12f84-ea0a-4715-acbe-730cac1de648 :analysis_name: Toronto_MidR_Elec_New :baseline_system_zones_map_option: NECB_Default :boiler_eff: NECB_Default :building_type: MidriseApartment :chiller_type: NECB_Default :compute_environment: local_managed_aws_workers :datapoint_id: 18fdd5e0-4775-4262-88e3-a57947ece577 :daylighting_type: NECB_Default :dcv_type: No_DCV :door_construction_cond: NECB_Default :ecm_system_name: HS08_CCASHP_VRF :electrical_loads_scale: NECB_Default :epw_file: CAN_ON_Toronto.Pearson.Intl.AP.716240_CWEC2016.epw :erv_package: Rotary-All :ext_floor_cond: NECB_Default :ext_roof_cond: '0.183' :ext_wall_cond: '0.21' :fdwr_set: '0.69' :fixed_wind_solar_trans: '0.2' :fixed_window_cond: '2.2' :furnace_eff: NECB_Default :glass_door_cond: NECB_Default :glass_door_solar_trans: NECB_Default :ground_floor_cond: NECB_Default :ground_roof_cond: NECB_Default :ground_wall_cond: NECB_Default :infiltration_scale: NECB_Default :job_id: 18fdd5e0-4775-4262-88e3-a57947ece577 :lights_scale: NECB_Default :lights_type: LED :npv_discount_rate: NECB_Default :npv_end_year: NECB_Default :npv_start_year: NECB_Default :nv_delta_temp_in_out: NECB_Default :nv_opening_fraction: NECB_Default :nv_temp_out_min: NECB_Default :nv_type: add_nv :oa_scale: NECB_Default :occupancy_loads_scale: NECB_Default :output_meters: - frequency: hourly name: NaturalGas:Facility - frequency: hourly name: Electricity:Facility - frequency: hourly name: ElectricityNet:Facility - frequency: hourly name: FuelOil#2:Facility :output_variables: [] :overhead_door_cond: NECB_Default :primary_heating_fuel: Electricity :pv_ground_azimuth_angle: NECB_Default :pv_ground_module_description: NECB_Default :pv_ground_tilt_angle: NECB_Default :pv_ground_total_area_pv_panels_m2: NECB_Default :pv_ground_type: NECB_Default :rotation_degrees: '270.0' :run_annual_simulation: true :s3_bucket: '834599497928' :scale_x: 1.0 :scale_y: 1.0 :scale_z: 1.0 :scenario: lhs :shw_eff: Natural Gas Direct Vent with Electric Ignition :shw_scale: NECB_Default :skylight_cond: NECB_Default :skylight_solar_trans: NECB_Default :srr_set: NECB_Default :template: NECB2017 | https://s3.console.aws.amazon.com/s3/buckets/834599497928?region=ca-central-1&prefix=nshirzad_frontend/Toronto_MidR_Elec_New/sampling-lhs/run/18fdd5e0-4775-4262-88e3-a57947ece577/ | fcb177e8-c50e-4d9a-bd6c-e2823028ac08 | 18fdd5e0-4775-4262-88e3-a57947ece577 | SUCCEEDED | 751.3763 | 0.35798 | 0.00030308 | 0.00040849 | 29960124.25 | 0.050711 | 4.2934e-05 | 5.7867e-05 | 4244109.9062 | 99.6385 | 67.5248 | 3134.61 | 2325.6934 | 69 | MidriseApartment |  |  | 2 | MidriseApartment | 4 |  | 4 | NECB2017 | 0.24343 | 9553.8375 | 11.8102 | 303.9922 | 182.5487 | 46.3841 | 0 | 26.6071 | 0 | 636.2342 | 76.702 | TORONTO | ONTARIO | 3.8325 | 0 | 0 | 3.8325 | 23.3409 | 0 | 0 | 23.3409 | 0 | 0.034805 | 0 | 0 | 0.46001 | 0.013118 | 0.0002265 | 0.12737 | 0.062764 | 0.038324 | 0 | 0.0014515 | 0.46001 | 0.18196 | 73.6672 | 0 | Electricity | 69 | 0.757 | [5 empty] | 0.183 | 0.21 | 2.2 | 1.9 | 2 | 59.1035 | Toronto Pearson Intl AP | CAN | 382 | 3615 | 43.677 | -79.631 | 5 | 3890 | ON | CAN_AB_Abee.AgDM.712850_CWEC2020.epw | 0.46001 | 1032.7965 | 11.8102 | 59.1035 | 38.7373 | 19.9629 | TRUE | TRUE | FALSE | FALSE | 12.4492 | -21.7135 | -1 | 1.5605 | 0.01344 | 570.37 | 0 | 116.1128 | 7.9599 | 0.068553 | 2909.34 | 0.1 | 2025-01-22 17:01:16 -0500 | dc55d9ddb | 0.6.3 | 0.46001 | 13.25 | 13.25 | 0 | 0 | 0.07462 | 6.3175e-05 | 8.5149e-05 | 6245087.209 | 0.25721 | 0.00021776 | 0.0002935 | 21526019.2812 | 0.050711 | 4.2934e-05 | 5.7867e-05 | 4244109.8281 | 483 | 0 | 0 | 0 |  | Electricity
0 | NECB_Default | NECB_Default | CO2_based_DCV | NECB_Default | Plate-All | 0.142 | 0.278 | 0.2 | 0.4 | 1.6 | NECB_Default | add_nv | NECB_Default | 90 | Natural Gas Power Vent with Electric Ignition | 0.08 | lhs | NECB_Default | NECB_Default | MidriseApartment | NECB_Default | NECB_Default | NECB_Default | NECB_Default | CAN_AB_Abee.AgDM.712850_CWEC2020.epw | NECB_Default | NECB_Default | NECB_Default | NECB_Default | NECB_Default | NECB_Default | NECB_Default | NECB_Default | LED | NECB_Default | NECB_Default | NECB_Default | NECB_Default | NECB_Default | NECB_Default | NECB_Default | NECB_Default | NECB_Default | Electricity | NECB_Default | NECB_Default | NECB_Default | NECB_Default | 1 | 1 | 1 | NECB_Default | NECB_Default | NECB_Default | NECB2017 | e65bf0cc-cd6c-453a-8ef2-910748d073ed | f2e12f84-ea0a-4715-acbe-730cac1de648 | Toronto_MidR_Elec_New | local_managed_aws_workers | sampling-lhs | TRUE | e65bf0cc-cd6c-453a-8ef2-910748d073ed | 834599497928 | :adv_dx_units: NECB_Default :airloop_economizer_type: NECB_Default :algorithm_type: sampling-lhs :analysis_id: f2e12f84-ea0a-4715-acbe-730cac1de648 :analysis_name: Toronto_MidR_Elec_New :baseline_system_zones_map_option: NECB_Default :boiler_eff: NECB_Default :building_type: MidriseApartment :chiller_type: NECB_Default :compute_environment: local_managed_aws_workers :datapoint_id: e65bf0cc-cd6c-453a-8ef2-910748d073ed :daylighting_type: NECB_Default :dcv_type: CO2_based_DCV :door_construction_cond: NECB_Default :ecm_system_name: NECB_Default :electrical_loads_scale: NECB_Default :epw_file: CAN_ON_Toronto.Pearson.Intl.AP.716240_CWEC2016.epw :erv_package: Plate-All :ext_floor_cond: NECB_Default :ext_roof_cond: '0.142' :ext_wall_cond: '0.278' :fdwr_set: '0.2' :fixed_wind_solar_trans: '0.4' :fixed_window_cond: '1.6' :furnace_eff: NECB_Default :glass_door_cond: NECB_Default :glass_door_solar_trans: NECB_Default :ground_floor_cond: NECB_Default :ground_roof_cond: NECB_Default :ground_wall_cond: NECB_Default :infiltration_scale: NECB_Default :job_id: e65bf0cc-cd6c-453a-8ef2-910748d073ed :lights_scale: NECB_Default :lights_type: LED :npv_discount_rate: NECB_Default :npv_end_year: NECB_Default :npv_start_year: NECB_Default :nv_delta_temp_in_out: NECB_Default :nv_opening_fraction: NECB_Default :nv_temp_out_min: NECB_Default :nv_type: add_nv :oa_scale: NECB_Default :occupancy_loads_scale: NECB_Default :output_meters: - frequency: hourly name: NaturalGas:Facility - frequency: hourly name: Electricity:Facility - frequency: hourly name: ElectricityNet:Facility - frequency: hourly name: FuelOil#2:Facility :output_variables: [] :overhead_door_cond: NECB_Default :primary_heating_fuel: Electricity :pv_ground_azimuth_angle: NECB_Default :pv_ground_module_description: NECB_Default :pv_ground_tilt_angle: NECB_Default :pv_ground_total_area_pv_panels_m2: NECB_Default :pv_ground_type: add_pv_ground :rotation_degrees: '90.0' :run_annual_simulation: true :s3_bucket: '834599497928' :scale_x: 1.0 :scale_y: 1.0 :scale_z: 1.0 :scenario: lhs :shw_eff: Natural Gas Power Vent with Electric Ignition :shw_scale: NECB_Default :skylight_cond: NECB_Default :skylight_solar_trans: NECB_Default :srr_set: '0.08' :template: NECB2017 | https://s3.console.aws.amazon.com/s3/buckets/834599497928?region=ca-central-1&prefix=nshirzad_frontend/Toronto_MidR_Elec_New/sampling-lhs/run/e65bf0cc-cd6c-453a-8ef2-910748d073ed/ | 59f7e9c5-773e-45fc-8d67-d256f406b0e4 | e65bf0cc-cd6c-453a-8ef2-910748d073ed | SUCCEEDED | 772.1803 | 0.087944 | 7.4456e-05 | 0.00010035 | 7360189.4688 | 0.056732 | 4.8031e-05 | 6.4737e-05 | 4748009.2656 | 85.3491 | 5.8336 | 3134.61 | 2325.6934 | 20 | MidriseApartment |  |  | 8 | MidriseApartment | 4 |  | 4 | NECB2017 | 0.24343 | 9553.8375 | 11.8178 | 298.4416 | 44.8799 | 46.3841 | 0 | 26.6071 | 0 | 807.333 | 82.2058 | TORONTO | ONTARIO | 3.4192 | 0 | 0 | 3.4192 | 20.824 | 0 | 0 | 20.824 | 0 | 0.062576 | 0 | 0 | 0.41041 | 0.040267 | 0.0020641 | 0.021001 | 0.062764 | 0.038324 | 0 | 0.0014515 | 0.41041 | 0.18196 | 56.87 | 0 | Electricity | 20 | 0.757 | [5 empty] | 0.142 | 0.278 | 1.6 | 1.9 | 8 | 37.8946 | Toronto Pearson Intl AP | CAN | 382 | 3615 | 43.677 | -79.631 | 5 | 3890 | ON | CAN_AB_Abee.AgDM.712850_CWEC2020.epw | 0.21077 | 989.0322 | 11.8178 | 37.8946 | 38.7373 | 19.9629 | TRUE | TRUE | TRUE | FALSE | 12.4492 | -21.7135 | -1 | 1.5605 | 0.01344 | 570.38 | 0 | 116.1128 | 7.9599 | 0.068553 | 2909.34 | 0.1 | 2025-01-22 16:57:38 -0500 | dc55d9ddb | 0.6.3 | 0.41041 | 1601.5 | 1601.5 | 0.5 | 0.5 | 0.07462 | 6.3175e-05 | 8.5149e-05 | 6245087.209 | 0.063213 | 5.3518e-05 | 7.2133e-05 | 5290423.9805 | 0.056732 | 4.8031e-05 | 6.4737e-05 | 4748009.2941 | 586 | 0 | 0 | 0 |  | Electricity
0 | DifferentialEnthalpy | NECB_Default | No_DCV | NECB_Default | Rotary-Existing | 0.183 | 0.183 | 0.2 | 0.3 | 1.6 | NECB 85% Efficient Condensing Gas Furnace | add_nv | NECB_Default | 90 | Natural Gas Power Vent with Electric Ignition | 0.1 | lhs | NECB_Default | NECB_Default | MidriseApartment | NECB_Default | NECB_Default | NECB_Default | NECB_Default | CAN_AB_Abee.AgDM.712850_CWEC2020.epw | NECB_Default | NECB_Default | NECB_Default | NECB_Default | NECB_Default | NECB_Default | NECB_Default | NECB_Default | LED | NECB_Default | NECB_Default | NECB_Default | NECB_Default | NECB_Default | NECB_Default | NECB_Default | NECB_Default | NECB_Default | Electricity | NECB_Default | NECB_Default | NECB_Default | NECB_Default | 1 | 1 | 1 | NECB_Default | NECB_Default | NECB_Default | NECB2017 | 9f224fe4-84cd-44a0-8624-8395734cc9f9 | f2e12f84-ea0a-4715-acbe-730cac1de648 | Toronto_MidR_Elec_New | local_managed_aws_workers | sampling-lhs | TRUE | 9f224fe4-84cd-44a0-8624-8395734cc9f9 | 834599497928 | :adv_dx_units: NECB_Default :airloop_economizer_type: DifferentialEnthalpy :algorithm_type: sampling-lhs :analysis_id: f2e12f84-ea0a-4715-acbe-730cac1de648 :analysis_name: Toronto_MidR_Elec_New :baseline_system_zones_map_option: NECB_Default :boiler_eff: NECB_Default :building_type: MidriseApartment :chiller_type: NECB_Default :compute_environment: local_managed_aws_workers :datapoint_id: 9f224fe4-84cd-44a0-8624-8395734cc9f9 :daylighting_type: NECB_Default :dcv_type: No_DCV :door_construction_cond: NECB_Default :ecm_system_name: NECB_Default :electrical_loads_scale: NECB_Default :epw_file: CAN_ON_Toronto.Pearson.Intl.AP.716240_CWEC2016.epw :erv_package: Rotary-Existing :ext_floor_cond: NECB_Default :ext_roof_cond: '0.183' :ext_wall_cond: '0.183' :fdwr_set: '0.2' :fixed_wind_solar_trans: '0.3' :fixed_window_cond: '1.6' :furnace_eff: NECB 85% Efficient Condensing Gas Furnace :glass_door_cond: NECB_Default :glass_door_solar_trans: NECB_Default :ground_floor_cond: NECB_Default :ground_roof_cond: NECB_Default :ground_wall_cond: NECB_Default :infiltration_scale: NECB_Default :job_id: 9f224fe4-84cd-44a0-8624-8395734cc9f9 :lights_scale: NECB_Default :lights_type: LED :npv_discount_rate: NECB_Default :npv_end_year: NECB_Default :npv_start_year: NECB_Default :nv_delta_temp_in_out: NECB_Default :nv_opening_fraction: NECB_Default :nv_temp_out_min: NECB_Default :nv_type: add_nv :oa_scale: NECB_Default :occupancy_loads_scale: NECB_Default :output_meters: - frequency: hourly name: NaturalGas:Facility - frequency: hourly name: Electricity:Facility - frequency: hourly name: ElectricityNet:Facility - frequency: hourly name: FuelOil#2:Facility :output_variables: [] :overhead_door_cond: NECB_Default :primary_heating_fuel: Electricity :pv_ground_azimuth_angle: NECB_Default :pv_ground_module_description: NECB_Default :pv_ground_tilt_angle: NECB_Default :pv_ground_total_area_pv_panels_m2: NECB_Default :pv_ground_type: NECB_Default :rotation_degrees: '90.0' :run_annual_simulation: true :s3_bucket: '834599497928' :scale_x: 1.0 :scale_y: 1.0 :scale_z: 1.0 :scenario: lhs :shw_eff: Natural Gas Power Vent with Electric Ignition :shw_scale: NECB_Default :skylight_cond: NECB_Default :skylight_solar_trans: NECB_Default :srr_set: '0.1' :template: NECB2017 | https://s3.console.aws.amazon.com/s3/buckets/834599497928?region=ca-central-1&prefix=nshirzad_frontend/Toronto_MidR_Elec_New/sampling-lhs/run/9f224fe4-84cd-44a0-8624-8395734cc9f9/ | ac1675d3-baea-4f8c-9ac3-028b4192e5be | 9f224fe4-84cd-44a0-8624-8395734cc9f9 | SUCCEEDED | 827.5204 | 0.41046 | 0.0003475 | 0.00046837 | 34351808 | 0.05609 | 4.7487e-05 | 6.4004e-05 | 4694255.9531 | 111.841 | 36.0624 | 3134.61 | 2325.6934 | 20 | MidriseApartment |  |  | 10 | MidriseApartment | 4 |  | 4 | NECB2017 | 0.24343 | 9553.8375 | 11.5793 | 311.7558 | 44.5721 | 46.3841 | 0 | 26.6071 | 0 | 499.5476 | 70.2288 | TORONTO | ONTARIO | 4.2031 | 0 | 0 | 4.2031 | 25.5978 | 0 | 0 | 25.5978 | 0 | 0.048877 | 0 | 0 | 0.50449 | 0.040515 | 0.00077841 | 0.12982 | 0.062764 | 0.038324 | 0 | 0.0014515 | 0.50449 | 0.18196 | 65.0796 | 0 | Electricity | 20 | 0.757 | [5 empty] | 0.183 | 0.183 | 1.6 | 1.9 | 10 | 46.0884 | Toronto Pearson Intl AP | CAN | 382 | 3615 | 43.677 | -79.631 | 5 | 3890 | ON | CAN_AB_Abee.AgDM.712850_CWEC2020.epw | 0.50449 | 934.455 | 11.5793 | 46.0884 | 38.7373 | 19.9629 | TRUE | TRUE | FALSE | FALSE | 12.4492 | -21.7135 | -1 | 1.5605 | 0.01344 | 570.38 | 0 | 116.1128 | 7.9599 | 0.068553 | 2909.34 | 0.1 | 2025-01-22 16:58:56 -0500 | dc55d9ddb | 0.6.3 | 0.50449 | 1417.5 | 1417.5 | 18.5 | 18.5 | 0.07462 | 6.3175e-05 | 8.5149e-05 | 6245087.209 | 0.29493 | 0.0002497 | 0.00033655 | 24683472.5 | 0.05609 | 4.7487e-05 | 6.4004e-05 | 4694255.9043 | 555 | 0 | 0 | 0 |  | Electricity
0 | DifferentialDryBulb | Viessmann Vitocrossal 300 CT3-17 96.2% Efficient Condensing Gas Boiler | No_DCV | HS12_ASHP_Baseboard | Rotary-All | 0.138 | 0.247 | 0.5 | 0.3 | 2.2 | NECB_Default | NECB_Default | NECB_Default | 359 | NECB_Default | 0.1 | lhs | NECB_Default | NECB_Default | MidriseApartment | NECB_Default | NECB_Default | NECB_Default | NECB_Default | CAN_AB_Abee.AgDM.712850_CWEC2020.epw | NECB_Default | NECB_Default | NECB_Default | NECB_Default | NECB_Default | NECB_Default | NECB_Default | NECB_Default | LED | NECB_Default | NECB_Default | NECB_Default | NECB_Default | NECB_Default | NECB_Default | NECB_Default | NECB_Default | NECB_Default | ElectricityHPElecBackup | NECB_Default | NECB_Default | NECB_Default | NECB_Default | 1 | 1 | 1 | NECB_Default | NECB_Default | NECB_Default | NECB2017 | 6803bc45-5926-4ac0-90f6-0181faf74bed | f2e12f84-ea0a-4715-acbe-730cac1de648 | Toronto_MidR_Elec_New | local_managed_aws_workers | sampling-lhs | TRUE | 6803bc45-5926-4ac0-90f6-0181faf74bed | 834599497928 | :adv_dx_units: NECB_Default :airloop_economizer_type: DifferentialDryBulb :algorithm_type: sampling-lhs :analysis_id: f2e12f84-ea0a-4715-acbe-730cac1de648 :analysis_name: Toronto_MidR_Elec_New :baseline_system_zones_map_option: NECB_Default :boiler_eff: Viessmann Vitocrossal 300 CT3-17 96.2% Efficient Condensing Gas Boiler :building_type: MidriseApartment :chiller_type: NECB_Default :compute_environment: local_managed_aws_workers :datapoint_id: 6803bc45-5926-4ac0-90f6-0181faf74bed :daylighting_type: NECB_Default :dcv_type: No_DCV :door_construction_cond: NECB_Default :ecm_system_name: HS12_ASHP_Baseboard :electrical_loads_scale: NECB_Default :epw_file: CAN_ON_Toronto.Pearson.Intl.AP.716240_CWEC2016.epw :erv_package: Rotary-All :ext_floor_cond: NECB_Default :ext_roof_cond: '0.138' :ext_wall_cond: '0.247' :fdwr_set: '0.5' :fixed_wind_solar_trans: '0.3' :fixed_window_cond: '2.2' :furnace_eff: NECB_Default :glass_door_cond: NECB_Default :glass_door_solar_trans: NECB_Default :ground_floor_cond: NECB_Default :ground_roof_cond: NECB_Default :ground_wall_cond: NECB_Default :infiltration_scale: NECB_Default :job_id: 6803bc45-5926-4ac0-90f6-0181faf74bed :lights_scale: NECB_Default :lights_type: LED :npv_discount_rate: NECB_Default :npv_end_year: NECB_Default :npv_start_year: NECB_Default :nv_delta_temp_in_out: NECB_Default :nv_opening_fraction: NECB_Default :nv_temp_out_min: NECB_Default :nv_type: NECB_Default :oa_scale: NECB_Default :occupancy_loads_scale: NECB_Default :output_meters: - frequency: hourly name: NaturalGas:Facility - frequency: hourly name: Electricity:Facility - frequency: hourly name: ElectricityNet:Facility - frequency: hourly name: FuelOil#2:Facility :output_variables: [] :overhead_door_cond: NECB_Default :primary_heating_fuel: Electricity :pv_ground_azimuth_angle: NECB_Default :pv_ground_module_description: NECB_Default :pv_ground_tilt_angle: NECB_Default :pv_ground_total_area_pv_panels_m2: NECB_Default :pv_ground_type: add_pv_ground :rotation_degrees: '359.0' :run_annual_simulation: true :s3_bucket: '834599497928' :scale_x: 1.0 :scale_y: 1.0 :scale_z: 1.0 :scenario: lhs :shw_eff: NECB_Default :shw_scale: NECB_Default :skylight_cond: NECB_Default :skylight_solar_trans: NECB_Default :srr_set: '0.1' :template: NECB2017 | https://s3.console.aws.amazon.com/s3/buckets/834599497928?region=ca-central-1&prefix=nshirzad_frontend/Toronto_MidR_Elec_New/sampling-lhs/run/6803bc45-5926-4ac0-90f6-0181faf74bed/ | 978fc0f4-52b5-4579-8326-b81e1bc38a65 | 6803bc45-5926-4ac0-90f6-0181faf74bed | SUCCEEDED | 809.5187 | 0.60776 | 0.00051455 | 0.00069351 | 50864392 | 0 | 0 | 0 | 0 | 119.3707 | 47.011 | 3134.61 | 2325.6934 | 50 | MidriseApartment |  |  | 10 | MidriseApartment | 4 |  | 4 | NECB2017 | 0.24343 | 9553.8375 | 15.5054 | 303.0307 | 51.5685 | 46.3841 | 0 | 26.6071 | 0 | 790.5976 | 54.193 | TORONTO | ONTARIO | 4.4309 | 0 | 0 | 4.4309 | 26.9852 | 0 | 0 | 26.9852 | 0 | 0.056744 | 0 | 0 | 0.53183 | 0.061759 | 0.0010113 | 0.12782 | 0.062764 | 0.038324 | 0 | 0.0014515 | 0.53183 | 0.18196 | 81.1978 | 0 | Electricity | 50 | 0.757 | [5 empty] | 0.138 | 0.247 | 2.2 | 1.9 | 10 | 62.8457 | Toronto Pearson Intl AP | CAN | 382 | 3615 | 43.677 | -79.631 | 5 | 3890 | ON | CAN_AB_Abee.AgDM.712850_CWEC2020.epw | 0.3322 | 1076.9783 | 15.5054 | 62.8457 | 38.7372 | 19.9629 | TRUE | FALSE | FALSE | FALSE | 12.4492 | -21.7135 | -1 | 1.5605 | 0.01344 | 570.37 | 0 | 116.1128 | 7.9599 | 0.068553 | 2909.34 | 0.1 | 2025-01-22 17:00:41 -0500 | dc55d9ddb | 0.6.3 | 0.53183 | 938.5 | 938.5 | 0 | 0 | 0.07462 | 6.3175e-05 | 8.5149e-05 | 6245087.209 | 0.43667 | 0.0003697 | 0.00049828 | 36545484.1875 | 0 | 0 | 0 | 0 | 173 | 0 | 0 | 0 |  | Electricity
0 | NECB_Default | NECB_Default | No_DCV | HS13_ASHP_VRF | Rotary-All | 0.142 | 0.278 | 0.2 | 0.3 | 2.2 | NECB_Default | add_nv | NECB_Default | 180 | Natural Gas Direct Vent with Electric Ignition | 0.05 | lhs | NECB_Default | NECB_Default | MidriseApartment | NECB_Default | NECB_Default | NECB_Default | NECB_Default | CAN_AB_Abee.AgDM.712850_CWEC2020.epw | NECB_Default | NECB_Default | NECB_Default | NECB_Default | NECB_Default | NECB_Default | NECB_Default | NECB_Default | LED | NECB_Default | NECB_Default | NECB_Default | NECB_Default | NECB_Default | NECB_Default | NECB_Default | NECB_Default | NECB_Default | ElectricityHPElecBackup | NECB_Default | NECB_Default | NECB_Default | NECB_Default | 1 | 1 | 1 | NECB_Default | NECB_Default | NECB_Default | NECB2017 | e194716c-68c6-4d8e-a381-74d80929fb31 | f2e12f84-ea0a-4715-acbe-730cac1de648 | Toronto_MidR_Elec_New | local_managed_aws_workers | sampling-lhs | TRUE | e194716c-68c6-4d8e-a381-74d80929fb31 | 834599497928 | :adv_dx_units: NECB_Default :airloop_economizer_type: NECB_Default :algorithm_type: sampling-lhs :analysis_id: f2e12f84-ea0a-4715-acbe-730cac1de648 :analysis_name: Toronto_MidR_Elec_New :baseline_system_zones_map_option: NECB_Default :boiler_eff: NECB_Default :building_type: MidriseApartment :chiller_type: NECB_Default :compute_environment: local_managed_aws_workers :datapoint_id: e194716c-68c6-4d8e-a381-74d80929fb31 :daylighting_type: NECB_Default :dcv_type: No_DCV :door_construction_cond: NECB_Default :ecm_system_name: HS13_ASHP_VRF :electrical_loads_scale: NECB_Default :epw_file: CAN_ON_Toronto.Pearson.Intl.AP.716240_CWEC2016.epw :erv_package: Rotary-All :ext_floor_cond: NECB_Default :ext_roof_cond: '0.142' :ext_wall_cond: '0.278' :fdwr_set: '0.2' :fixed_wind_solar_trans: '0.3' :fixed_window_cond: '2.2' :furnace_eff: NECB_Default :glass_door_cond: NECB_Default :glass_door_solar_trans: NECB_Default :ground_floor_cond: NECB_Default :ground_roof_cond: NECB_Default :ground_wall_cond: NECB_Default :infiltration_scale: NECB_Default :job_id: e194716c-68c6-4d8e-a381-74d80929fb31 :lights_scale: NECB_Default :lights_type: LED :npv_discount_rate: NECB_Default :npv_end_year: NECB_Default :npv_start_year: NECB_Default :nv_delta_temp_in_out: NECB_Default :nv_opening_fraction: NECB_Default :nv_temp_out_min: NECB_Default :nv_type: add_nv :oa_scale: NECB_Default :occupancy_loads_scale: NECB_Default :output_meters: - frequency: hourly name: NaturalGas:Facility - frequency: hourly name: Electricity:Facility - frequency: hourly name: ElectricityNet:Facility - frequency: hourly name: FuelOil#2:Facility :output_variables: [] :overhead_door_cond: NECB_Default :primary_heating_fuel: Electricity :pv_ground_azimuth_angle: NECB_Default :pv_ground_module_description: NECB_Default :pv_ground_tilt_angle: NECB_Default :pv_ground_total_area_pv_panels_m2: NECB_Default :pv_ground_type: add_pv_ground :rotation_degrees: '180.0' :run_annual_simulation: true :s3_bucket: '834599497928' :scale_x: 1.0 :scale_y: 1.0 :scale_z: 1.0 :scenario: lhs :shw_eff: Natural Gas Direct Vent with Electric Ignition :shw_scale: NECB_Default :skylight_cond: NECB_Default :skylight_solar_trans: NECB_Default :srr_set: '0.05' :template: NECB2017 | https://s3.console.aws.amazon.com/s3/buckets/834599497928?region=ca-central-1&prefix=nshirzad_frontend/Toronto_MidR_Elec_New/sampling-lhs/run/e194716c-68c6-4d8e-a381-74d80929fb31/ | 4dcab7b0-c98d-4fba-a0a8-e0a7ebbe9bda | e194716c-68c6-4d8e-a381-74d80929fb31 | SUCCEEDED | 821.3377 | 0.35045 | 0.0002967 | 0.0003999 | 29329730 | 0.053012 | 4.4882e-05 | 6.0492e-05 | 4436695.0781 | 71.9787 | 15.2137 | 3134.61 | 2325.6934 | 20 | MidriseApartment |  |  | 5 | MidriseApartment | 4 |  | 4 | NECB2017 | 0.24343 | 9553.8375 | 8.5198 | 265.9237 | 147.7412 | 46.3841 | 0 | 26.6071 | 0 | 861.9082 | 66.4379 | TORONTO | ONTARIO | 3.0477 | 0 | 0 | 3.0477 | 18.5613 | 0 | 0 | 18.5613 | 0 | 0.030447 | 0 | 0 | 0.36581 | 0.011992 | 0.005602 | 0.033274 | 0.062764 | 0.038324 | 0 | 0.0014515 | 0.36581 | 0.18196 | 52.6731 | 0 | Electricity | 20 | 0.757 | [5 empty] | 0.142 | 0.278 | 2.2 | 1.9 | 5 | 37.994 | Toronto Pearson Intl AP | CAN | 382 | 3615 | 43.677 | -79.631 | 5 | 3890 | ON | CAN_AB_Abee.AgDM.712850_CWEC2020.epw | 0.16618 | 1005.1675 | 8.5198 | 37.994 | 38.7372 | 19.9629 | TRUE | TRUE | TRUE | FALSE | 12.4492 | -21.7135 | -1 | 1.5605 | 0.01344 | 570.37 | 0 | 116.1128 | 7.9599 | 0.068553 | 2909.34 | 0.1 | 2025-01-22 16:59:11 -0500 | dc55d9ddb | 0.6.3 | 0.36581 | 16.25 | 16.25 | 0 | 0 | 0.07462 | 6.3175e-05 | 8.5149e-05 | 6245087.209 | 0.25179 | 0.00021318 | 0.00028732 | 21073093.0625 | 0.053012 | 4.4882e-05 | 6.0492e-05 | 4436695.1992 | 486 | 0 | 0 | 0 |  | Electricity
0 | DifferentialEnthalpy | NECB 88% Efficient Condensing Boiler | No_DCV | HS13_ASHP_VRF | Rotary-Existing | 0.138 | 0.247 | 0.3 | 0.6 | 2.4 | NECB 85% Efficient Condensing Gas Furnace | add_nv | NECB_Default | 90 | Natural Gas Power Vent with Electric Ignition | 0.1 | lhs | NECB_Default | NECB_Default | MidriseApartment | NECB_Default | NECB_Default | NECB_Default | NECB_Default | CAN_AB_Abee.AgDM.712850_CWEC2020.epw | NECB_Default | NECB_Default | NECB_Default | NECB_Default | NECB_Default | NECB_Default | NECB_Default | NECB_Default | LED | NECB_Default | NECB_Default | NECB_Default | NECB_Default | NECB_Default | NECB_Default | NECB_Default | NECB_Default | NECB_Default | ElectricityHPElecBackup | NECB_Default | NECB_Default | NECB_Default | NECB_Default | 1 | 1 | 1 | NECB_Default | NECB_Default | NECB_Default | NECB2017 | d4f83019-6603-4d15-bda5-b058a171257b | f2e12f84-ea0a-4715-acbe-730cac1de648 | Toronto_MidR_Elec_New | local_managed_aws_workers | sampling-lhs | TRUE | d4f83019-6603-4d15-bda5-b058a171257b | 834599497928 | :adv_dx_units: NECB_Default :airloop_economizer_type: DifferentialEnthalpy :algorithm_type: sampling-lhs :analysis_id: f2e12f84-ea0a-4715-acbe-730cac1de648 :analysis_name: Toronto_MidR_Elec_New :baseline_system_zones_map_option: NECB_Default :boiler_eff: NECB 88% Efficient Condensing Boiler :building_type: MidriseApartment :chiller_type: NECB_Default :compute_environment: local_managed_aws_workers :datapoint_id: d4f83019-6603-4d15-bda5-b058a171257b :daylighting_type: NECB_Default :dcv_type: No_DCV :door_construction_cond: NECB_Default :ecm_system_name: HS13_ASHP_VRF :electrical_loads_scale: NECB_Default :epw_file: CAN_ON_Toronto.Pearson.Intl.AP.716240_CWEC2016.epw :erv_package: Rotary-Existing :ext_floor_cond: NECB_Default :ext_roof_cond: '0.138' :ext_wall_cond: '0.247' :fdwr_set: '0.3' :fixed_wind_solar_trans: '0.6' :fixed_window_cond: '2.4' :furnace_eff: NECB 85% Efficient Condensing Gas Furnace :glass_door_cond: NECB_Default :glass_door_solar_trans: NECB_Default :ground_floor_cond: NECB_Default :ground_roof_cond: NECB_Default :ground_wall_cond: NECB_Default :infiltration_scale: NECB_Default :job_id: d4f83019-6603-4d15-bda5-b058a171257b :lights_scale: NECB_Default :lights_type: LED :npv_discount_rate: NECB_Default :npv_end_year: NECB_Default :npv_start_year: NECB_Default :nv_delta_temp_in_out: NECB_Default :nv_opening_fraction: NECB_Default :nv_temp_out_min: NECB_Default :nv_type: add_nv :oa_scale: NECB_Default :occupancy_loads_scale: NECB_Default :output_meters: - frequency: hourly name: NaturalGas:Facility - frequency: hourly name: Electricity:Facility - frequency: hourly name: ElectricityNet:Facility - frequency: hourly name: FuelOil#2:Facility :output_variables: [] :overhead_door_cond: NECB_Default :primary_heating_fuel: Electricity :pv_ground_azimuth_angle: NECB_Default :pv_ground_module_description: NECB_Default :pv_ground_tilt_angle: NECB_Default :pv_ground_total_area_pv_panels_m2: NECB_Default :pv_ground_type: add_pv_ground :rotation_degrees: '90.0' :run_annual_simulation: true :s3_bucket: '834599497928' :scale_x: 1.0 :scale_y: 1.0 :scale_z: 1.0 :scenario: lhs :shw_eff: Natural Gas Power Vent with Electric Ignition :shw_scale: NECB_Default :skylight_cond: NECB_Default :skylight_solar_trans: NECB_Default :srr_set: '0.1' :template: NECB2017 | https://s3.console.aws.amazon.com/s3/buckets/834599497928?region=ca-central-1&prefix=nshirzad_frontend/Toronto_MidR_Elec_New/sampling-lhs/run/d4f83019-6603-4d15-bda5-b058a171257b/ | 3496fd43-6962-4c15-9b65-92031203df1d | d4f83019-6603-4d15-bda5-b058a171257b | SUCCEEDED | 607.5807 | 0.3713 | 0.00031435 | 0.00042369 | 31074908.25 | 0.044856 | 3.7976e-05 | 5.1185e-05 | 3754054.7656 | 101.4135 | 45.6711 | 3134.61 | 2325.6934 | 30 | MidriseApartment |  |  | 10 | MidriseApartment | 4 |  | 4 | NECB2017 | 0.24343 | 9553.8375 | 14.5946 | 271.1163 | 215.616 | 46.3841 | 0 | 26.6071 | 0 | 934.976 | 66.4379 | TORONTO | ONTARIO | 3.8858 | 0 | 0 | 3.8858 | 23.6657 | 0 | 0 | 23.6657 | 0 | 0.062059 | 0 | 0 | 0.46641 | 0.014215 | 0.00023607 | 0.1054 | 0.062764 | 0.038324 | 0 | 0.0014515 | 0.46641 | 0.18196 | 61.3768 | 0 | Electricity | 30 | 0.757 | [5 empty] | 0.138 | 0.247 | 2.4 | 1.9 | 10 | 46.7482 | Toronto Pearson Intl AP | CAN | 382 | 3615 | 43.677 | -79.631 | 5 | 3890 | ON | CAN_AB_Abee.AgDM.712850_CWEC2020.epw | 0.26678 | 1164.9599 | 14.5946 | 46.7482 | 38.7372 | 19.9629 | TRUE | FALSE | FALSE | FALSE | 12.4492 | -21.7135 | -1 | 1.5605 | 0.01344 | 570.38 | 0 | 116.1128 | 7.9599 | 0.068553 | 2909.34 | 0.1 | 2025-01-22 17:10:12 -0500 | dc55d9ddb | 0.6.3 | 0.46641 | 103 | 103 | 0 | 0 | 0.07462 | 6.3175e-05 | 8.5149e-05 | 6245087.209 | 0.26678 | 0.00022586 | 0.00030442 | 22326963.5 | 0.044856 | 3.7976e-05 | 5.1185e-05 | 3754054.7734 | 486 | 0 | 0 | 0 |  | Electricity